## Surfaces
| SurfaceIndex | SurfaceName | ConstructionIndex | ClassName | Area | GrossArea | Perimeter | Azimuth | Height | Reveal | Shape | Sides | Tilt | Width | HeatTransferSurf | BaseSurfaceIndex | ZoneIndex | ExtBoundCond | ExtSolar | ExtWind
0 | 1 | 3NP:CORR1_PARTITION_2_0_0 | 7 | Wall | 12.9908 | 12.9908 | 14.464 | 90.0302 | 3.325 | 0 | 3 | 4 | 90 | 3.907 | 1 | 1 | 1 | 15 | 0 | 0
1 | 2 | 3NP:CORR1_WALL_3_0_0 | 9 | Wall | 3.9443 | 9.6368 | 12.4466 | 0 | 3.325 | 0 | 3 | 4 | 90 | 2.8983 | 1 | 2 | 1 | 0 | 1 | 1
2 | 3 | 3NP:CORR1_WALL_3_0_0_0_0_0_WIN | 15 | Window | 4.9875 | 2.5627 | 6.93 | 0 | 2.395 | 0.02 | 4 | 4 | 90 | 1.07 | 1 | 2 | 1 | 0 | 1 | 1
3 | 4 | 3NP:CORR1_PARTITION_4_0_0 | 7 | Wall | 20.3058 | 20.3058 | 18.864 | 270 | 3.325 | 0 | 3 | 4 | 90 | 6.107 | 1 | 4 | 1 | 165 | 0 | 0
4 | 5 | 3NP:CORR1_PARTITION_5_0_0 | 7 | Wall | 7.98 | 7.98 | 11.45 | 0 | 3.325 | 0 | 3 | 4 | 90 | 2.4 | 1 | 5 | 1 | 166 | 0 | 0
5 | 6 | 3NP:CORR1_PARTITION_6_0_0 | 7 | Wall | 3.325 | 3.325 | 8.65 | 270 | 3.325 | 0 | 3 | 4 | 90 | 1 | 1 | 6 | 1 | 150 | 0 | 0
6 | 7 | 3NP:CORR1_PARTITION_7_0_0 | 7 | Wall | 17.6043 | 17.6043 | 17.2391 | 180 | 3.325 | 0 | 3 | 4 | 90 | 5.2945 | 1 | 7 | 1 | 98 | 0 | 0
7 | 8 | 3NP:CORR1_PARTITION_8_0_0 | 7 | Wall | 10.64 | 10.64 | 13.05 | 90.0302 | 3.325 | 0 | 3 | 4 | 90 | 3.2 | 1 | 8 | 1 | 77 | 0 | 0
8 | 9 | 3NP:CORR1_FLOOR_0_0_0 | 3 | Floor | 2.4 | 2.4 | 6.8 | 0 | 1 | 0 | 3 | 4 | 180 | 2.4 | 1 | 9 | 1 | 9 | 0 | 0
9 | 10 | 3NP:CORR1_FLOOR_0_0_1 | 3 | Floor | 20.5848 | 20.5848 | 20.0068 | 0 | 7.107 | 0 | 3 | 4 | 180 | 2.8945 | 1 | 10 | 1 | 10 | 0 | 0
10 | 11 | 3NP:CORR1_CEILING_1_0_0 | 5 | Roof | 15.8782 | 15.8782 | 17.414 | 180 | 6.107 | 0 | 3 | 4 | 0 | 2.6 | 1 | 11 | 1 | 315 | 0 | 0
11 | 12 | 3NP:CORR1_CEILING_1_0_1 | 5 | Roof | 5 | 5 | 12 | 180 | 1 | 0 | 3 | 4 | 0 | 5 | 1 | 12 | 1 | 316 | 0 | 0
12 | 13 | 3NP:CORR1_CEILING_1_1_0 | 5 | Roof | 0.9452 | 0.9452 | 6.9908 | 180 | 3.2 | 0 | 3 | 4 | 0 | 0.29453 | 1 | 13 | 1 | 324 | 0 | 0
13 | 14 | 3NP:CORR1_CEILING_1_2_0 | 5 | Roof | 1.1614 | 1.1614 | 8.4085 | 180 | 3.907 | 0 | 3 | 4 | 0 | 0.29622 | 1 | 14 | 1 | 355 | 0 | 0
14 | 15 | 3NP:CORR2_PARTITION_12_0_10006 | 8 | Wall | 12.9908 | 12.9908 | 14.464 | 270.0302 | 3.325 | 0 | 3 | 4 | 90 | 3.907 | 1 | 15 | 2 | 1 | 0 | 0
15 | 16 | 3NP:CORR2_PARTITION_2_0_0 | 7 | Wall | 6.65 | 6.65 | 10.65 | 90 | 3.325 | 0 | 3 | 4 | 90 | 2 | 1 | 16 | 2 | 48 | 0 | 0
16 | 17 | 3NP:CORR2_PARTITION_3_0_0 | 7 | Wall | 16.625 | 16.625 | 16.65 | 0 | 3.325 | 0 | 3 | 4 | 90 | 5 | 1 | 17 | 2 | 214 | 0 | 0
17 | 18 | 3NP:CORR2_PARTITION_4_0_0 | 7 | Wall | 12.635 | 12.635 | 14.25 | 90 | 3.325 | 0 | 3 | 4 | 90 | 3.8 | 1 | 18 | 2 | 215 | 0 | 0
18 | 19 | 3NP:CORR2_PARTITION_5_0_0 | 7 | Wall | 2.66 | 2.66 | 8.25 | 90 | 3.325 | 0 | 3 | 4 | 90 | 0.8 | 1 | 19 | 2 | 208 | 0 | 0
19 | 20 | 3NP:CORR2_PARTITION_6_0_0 | 7 | Wall | 18.62 | 18.62 | 17.85 | 90 | 3.325 | 0 | 3 | 4 | 90 | 5.6 | 1 | 20 | 2 | 220 | 0 | 0
20 | 21 | 3NP:CORR2_PARTITION_7_0_0 | 7 | Wall | 8.3358 | 8.3358 | 11.664 | 90 | 3.325 | 0 | 3 | 4 | 90 | 2.507 | 1 | 21 | 2 | 236 | 0 | 0
21 | 22 | 3NP:CORR2_WALL_8_0_0 | 9 | Wall | 3.6175 | 9.31 | 12.25 | 0 | 3.325 | 0 | 3 | 4 | 90 | 2.8 | 1 | 22 | 2 | 0 | 1 | 1
22 | 23 | 3NP:CORR2_WALL_8_0_0_0_0_0_WIN | 15 | Window | 4.9875 | 2.5627 | 6.93 | 0 | 2.395 | 0.02 | 4 | 4 | 90 | 1.07 | 1 | 22 | 2 | 0 | 1 | 1
23 | 24 | 3NP:CORR2_PARTITION_9_0_0 | 7 | Wall | 23.6308 | 23.6308 | 20.864 | 270 | 3.325 | 0 | 3 | 4 | 90 | 7.107 | 1 | 24 | 2 | 288 | 0 | 0
24 | 25 | 3NP:CORR2_PARTITION_10_0_0 | 7 | Wall | 15.8762 | 15.8762 | 16.1996 | 0 | 3.325 | 0 | 3 | 4 | 90 | 4.7748 | 1 | 25 | 2 | 289 | 0 | 0
25 | 26 | 3NP:CORR2_WALL_11_0_0 | 9 | Wall | 5.0726 | 13.6114 | 14.8373 | 268.977 | 3.325 | 0 | 3 | 4 | 90 | 4.0937 | 1 | 26 | 2 | 0 | 1 | 1
26 | 27 | 3NP:CORR2_WALL_11_0_0_0_0_0_WIN | 15 | Window | 7.4813 | 2.5627 | 6.93 | 268.977 | 2.395 | 0.02 | 4 | 4 | 90 | 1.07 | 1 | 26 | 2 | 0 | 1 | 1
27 | 28 | 3NP:CORR2_PARTITION_13_0_0 | 7 | Wall | 5.6651 | 5.6651 | 10.0576 | 180 | 3.325 | 0 | 3 | 4 | 90 | 1.7038 | 1 | 28 | 2 | 78 | 0 | 0
28 | 29 | 3NP:CORR2_PARTITION_14_0_0 | 7 | Wall | 9.975 | 9.975 | 12.65 | 180 | 3.325 | 0 | 3 | 4 | 90 | 3 | 1 | 29 | 2 | 85 | 0 | 0
29 | 30 | 3NP:CORR2_PARTITION_15_0_0 | 7 | Wall | 19.285 | 19.285 | 18.25 | 270 | 3.325 | 0 | 3 | 4 | 90 | 5.8 | 1 | 30 | 2 | 86 | 0 | 0
30 | 31 | 3NP:CORR2_PARTITION_16_0_0 | 7 | Wall | 9.31 | 9.31 | 12.25 | 180 | 3.325 | 0 | 3 | 4 | 90 | 2.8 | 1 | 31 | 2 | 124 | 0 | 0
31 | 32 | 3NP:CORR2_PARTITION_17_0_0 | 7 | Wall | 1.995 | 1.995 | 7.85 | 90 | 3.325 | 0 | 3 | 4 | 90 | 0.6 | 1 | 32 | 2 | 139 | 0 | 0
32 | 33 | 3NP:CORR2_PARTITION_18_0_0 | 7 | Wall | 5.985 | 5.985 | 10.25 | 90 | 3.325 | 0 | 3 | 4 | 90 | 1.8 | 1 | 33 | 2 | 110 | 0 | 0
33 | 34 | 3NP:CORR2_PARTITION_19_0_0 | 7 | Wall | 3.325 | 3.325 | 8.65 | 90 | 3.325 | 0 | 3 | 4 | 90 | 1 | 1 | 34 | 2 | 159 | 0 | 0
34 | 35 | 3NP:CORR2_PARTITION_20_0_0 | 7 | Wall | 9.31 | 9.31 | 12.25 | 90 | 3.325 | 0 | 3 | 4 | 90 | 2.8 | 1 | 35 | 2 | 92 | 0 | 0
35 | 36 | 3NP:CORR2_PARTITION_21_0_0 | 7 | Wall | 16.625 | 16.625 | 16.65 | 180 | 3.325 | 0 | 3 | 4 | 90 | 5 | 1 | 36 | 2 | 93 | 0 | 0
36 | 37 | 3NP:CORR2_FLOOR_0_0_1 | 3 | Floor | 26.4589 | 26.4589 | 20.6505 | 0 | 5.6 | 0 | 2 | 4 | 180 | 4.6748 | 1 | 37 | 2 | 37 | 0 | 0
37 | 38 | 3NP:CORR2_FLOOR_0_0_2 | 3 | Floor | 35.5796 | 35.5796 | 31.014 | 0 | 12.707 | 0 | 3 | 4 | 180 | 2.8 | 1 | 38 | 2 | 38 | 0 | 0
38 | 39 | 3NP:CORR2_FLOOR_0_0_3 | 3 | Floor | 10 | 10 | 14 | 0 | 2 | 0 | 3 | 4 | 180 | 5 | 1 | 39 | 2 | 39 | 0 | 0
39 | 40 | 3NP:CORR2_FLOOR_0_0_4 | 3 | Floor | 16.24 | 16.24 | 17.2 | 0 | 5.8 | 0 | 3 | 4 | 180 | 2.8 | 1 | 40 | 2 | 40 | 0 | 0
40 | 41 | 3NP:CORR2_FLOOR_0_0_5 | 3 | Floor | 18.0076 | 18.0076 | 19.8063 | 0 | 2.4 | 0 | 3 | 4 | 180 | 7.5038 | 1 | 41 | 2 | 41 | 0 | 0
41 | 42 | 3NP:CORR2_CEILING_1_0_0 | 5 | Roof | 10 | 10 | 14 | 180 | 2 | 0 | 3 | 4 | 0 | 5 | 1 | 42 | 2 | 356 | 0 | 0
42 | 43 | 3NP:CORR2_CEILING_1_0_1 | 5 | Roof | 20.8 | 20.8 | 18.4 | 180 | 4 | 0 | 3 | 4 | 0 | 5.2 | 1 | 43 | 2 | 357 | 0 | 0
43 | 44 | 3NP:CORR2_CEILING_1_0_2 | 5 | Roof | 18.811 | 18.811 | 17.4072 | 180 | 4.3372 | 0 | 9 | 5 | 0 | 4.3372 | 1 | 44 | 2 | 358 | 0 | 0
44 | 45 | 3NP:CORR2_CEILING_1_0_3 | 5 | Roof | 27.44 | 27.44 | 25.2 | 180 | 9.8 | 0 | 3 | 4 | 0 | 2.8 | 1 | 45 | 2 | 359 | 0 | 0
45 | 46 | 3NP:CORR2_CEILING_1_1_0 | 5 | Roof | 19.8996 | 19.8996 | 19.814 | 180 | 7.107 | 0 | 3 | 4 | 0 | 2.8 | 1 | 46 | 2 | 563 | 0 | 0
46 | 47 | 3NP:CORR2_CEILING_1_2_0 | 5 | Roof | 9.2276 | 9.2276 | 12.6104 | 180 | 3.0377 | 0 | 9 | 5 | 0 | 3.0377 | 1 | 47 | 2 | 573 | 0 | 0
47 | 48 | 3NP:CORR3_PARTITION_6_0_10023 | 8 | Wall | 6.65 | 6.65 | 10.65 | 270 | 3.325 | 0 | 3 | 4 | 90 | 2 | 1 | 48 | 3 | 16 | 0 | 0
48 | 49 | 3NP:CORR3_PARTITION_2_0_0 | 7 | Wall | 49.875 | 49.875 | 36.65 | 90 | 3.325 | 0 | 3 | 4 | 90 | 15 | 1 | 49 | 3 | 69 | 0 | 0
49 | 50 | 3NP:CORR3_PARTITION_3_0_0 | 7 | Wall | 7.315 | 7.315 | 11.05 | 0 | 3.325 | 0 | 3 | 4 | 90 | 2.2 | 1 | 50 | 3 | 221 | 0 | 0
50 | 51 | 3NP:CORR3_PARTITION_4_0_0 | 7 | Wall | 2.66 | 2.66 | 8.25 | 270 | 3.325 | 0 | 3 | 4 | 90 | 0.8 | 1 | 51 | 3 | 209 | 0 | 0
51 | 52 | 3NP:CORR3_PARTITION_5_0_0 | 7 | Wall | 12.635 | 12.635 | 14.25 | 270 | 3.325 | 0 | 3 | 4 | 90 | 3.8 | 1 | 52 | 3 | 216 | 0 | 0
52 | 53 | 3NP:CORR3_PARTITION_7_0_0 | 7 | Wall | 9.31 | 9.31 | 12.25 | 270 | 3.325 | 0 | 3 | 4 | 90 | 2.8 | 1 | 53 | 3 | 94 | 0 | 0
53 | 54 | 3NP:CORR3_PARTITION_8_0_0 | 7 | Wall | 3.325 | 3.325 | 8.65 | 270 | 3.325 | 0 | 3 | 4 | 90 | 1 | 1 | 54 | 3 | 160 | 0 | 0
54 | 55 | 3NP:CORR3_PARTITION_9_0_0 | 7 | Wall | 5.985 | 5.985 | 10.25 | 270 | 3.325 | 0 | 3 | 4 | 90 | 1.8 | 1 | 55 | 3 | 111 | 0 | 0
55 | 56 | 3NP:CORR3_PARTITION_10_0_0 | 7 | Wall | 11.97 | 11.97 | 13.85 | 270 | 3.325 | 0 | 3 | 4 | 90 | 3.6 | 1 | 56 | 3 | 140 | 0 | 0
56 | 57 | 3NP:CORR3_PARTITION_11_0_0 | 7 | Wall | 15.295 | 15.295 | 15.85 | 0 | 3.325 | 0 | 3 | 4 | 90 | 4.6 | 1 | 57 | 3 | 141 | 0 | 0
57 | 58 | 3NP:CORR3_PARTITION_12_0_0 | 7 | Wall | 9.31 | 9.31 | 12.25 | 270 | 3.325 | 0 | 3 | 4 | 90 | 2.8 | 1 | 58 | 3 | 125 | 0 | 0
58 | 59 | 3NP:CORR3_PARTITION_13_0_0 | 7 | Wall | 40.2558 | 40.2558 | 30.864 | 180 | 3.325 | 0 | 3 | 4 | 90 | 12.107 | 1 | 59 | 3 | 197 | 0 | 0
59 | 60 | 3NP:CORR3_WALL_14_0_0 | 9 | Wall | 6.2775 | 11.97 | 13.85 | 90 | 3.325 | 0 | 3 | 4 | 90 | 3.6 | 1 | 60 | 3 | 0 | 1 | 1
60 | 61 | 3NP:CORR3_WALL_14_0_0_0_0_0_WIN | 15 | Window | 4.9875 | 2.5627 | 6.93 | 90 | 2.395 | 0.02 | 4 | 4 | 90 | 1.07 | 1 | 60 | 3 | 0 | 1 | 1
61 | 62 | 3NP:CORR3_PARTITION_15_0_0 | 7 | Wall | 17.6458 | 17.6458 | 17.264 | 0 | 3.325 | 0 | 3 | 4 | 90 | 5.307 | 1 | 62 | 3 | 70 | 0 | 0
62 | 63 | 3NP:CORR3_FLOOR_0_0_0 | 3 | Floor | 12.88 | 12.88 | 14.8 | 0 | 2.8 | 0 | 3 | 4 | 180 | 4.6 | 1 | 63 | 3 | 63 | 0 | 0
63 | 64 | 3NP:CORR3_FLOOR_0_0_1 | 3 | Floor | 33 | 33 | 34.4 | 0 | 15 | 0 | 3 | 4 | 180 | 2.2 | 1 | 64 | 3 | 64 | 0 | 0
64 | 65 | 3NP:CORR3_FLOOR_0_0_2 | 3 | Floor | 27.0252 | 27.0252 | 22.214 | 0 | 3.6 | 0 | 3 | 4 | 180 | 7.507 | 1 | 65 | 3 | 65 | 0 | 0
65 | 66 | 3NP:CORR3_CEILING_1_0_0 | 5 | Roof | 40.92 | 40.92 | 41.6 | 180 | 18.6 | 0 | 3 | 4 | 0 | 2.2 | 1 | 66 | 3 | 384 | 0 | 0
66 | 67 | 3NP:CORR3_CEILING_1_1_0 | 5 | Roof | 12.88 | 12.88 | 14.8 | 180 | 2.8 | 0 | 3 | 4 | 0 | 4.6 | 1 | 67 | 3 | 481 | 0 | 0
67 | 68 | 3NP:CORR3_CEILING_1_2_0 | 5 | Roof | 19.1052 | 19.1052 | 17.814 | 180 | 3.6 | 0 | 3 | 4 | 0 | 5.307 | 1 | 68 | 3 | 489 | 0 | 0
68 | 69 | 3NP:OFF1_PARTITION_5_0_10046 | 8 | Wall | 49.875 | 49.875 | 36.65 | 270 | 3.325 | 0 | 3 | 4 | 90 | 15 | 1 | 69 | 4 | 49 | 0 | 0
69 | 70 | 3NP:OFF1_PARTITION_6_0_10057 | 8 | Wall | 17.6458 | 17.6458 | 17.264 | 180 | 3.325 | 0 | 3 | 4 | 90 | 5.307 | 1 | 70 | 4 | 62 | 0 | 0
70 | 71 | 3NP:OFF1_WALL_2_0_0 | 9 | Wall | 17.5287 | 54.53 | 39.45 | 90 | 3.325 | 0 | 3 | 4 | 90 | 16.4 | 1 | 71 | 4 | 0 | 1 | 1
71 | 72 | 3NP:OFF1_WALL_2_0_0_0_0_0_WIN | 15 | Window | 32.4188 | 2.5627 | 6.93 | 90 | 2.395 | 0.02 | 4 | 4 | 90 | 1.07 | 1 | 71 | 4 | 0 | 1 | 1
72 | 73 | 3NP:OFF1_PARTITION_3_0_0 | 7 | Wall | 17.6458 | 17.6458 | 17.264 | 0 | 3.325 | 0 | 3 | 4 | 90 | 5.307 | 1 | 73 | 4 | 222 | 0 | 0
73 | 74 | 3NP:OFF1_PARTITION_4_0_0 | 7 | Wall | 4.655 | 4.655 | 9.45 | 270 | 3.325 | 0 | 3 | 4 | 90 | 1.4 | 1 | 74 | 4 | 223 | 0 | 0
74 | 75 | 3NP:OFF1_FLOOR_0_0_0 | 3 | Floor | 87.0348 | 87.0348 | 43.414 | 0 | 16.4 | 0 | 3 | 4 | 180 | 5.307 | 1 | 75 | 4 | 75 | 0 | 0
75 | 76 | 3NP:OFF1_CEILING_1_0_0 | 5 | Roof | 87.0348 | 87.0348 | 43.414 | 180 | 16.4 | 0 | 3 | 4 | 0 | 5.307 | 1 | 76 | 4 | 393 | 0 | 0
76 | 77 | 3NP:STORE1_PARTITION_4_0_10011 | 8 | Wall | 10.64 | 10.64 | 13.05 | 270.0302 | 3.325 | 0 | 3 | 4 | 90 | 3.2 | 1 | 77 | 5 | 8 | 0 | 0
77 | 78 | 3NP:STORE1_PARTITION_3_0_10031 | 8 | Wall | 5.6651 | 5.6651 | 10.0576 | 0 | 3.325 | 0 | 3 | 4 | 90 | 1.7038 | 1 | 78 | 5 | 28 | 0 | 0
78 | 79 | 3NP:STORE1_PARTITION_2_0_0 | 7 | Wall | 19.2856 | 19.2856 | 18.2504 | 89.5399 | 3.325 | 0 | 3 | 4 | 90 | 5.8002 | 1 | 79 | 5 | 87 | 0 | 0
79 | 80 | 3NP:STORE1_PARTITION_5_0_0 | 7 | Wall | 8.645 | 8.645 | 11.85 | 270.0302 | 3.325 | 0 | 3 | 4 | 90 | 2.6 | 1 | 80 | 5 | 99 | 0 | 0
80 | 81 | 3NP:STORE1_PARTITION_6_0_0 | 7 | Wall | 5.8301 | 5.8301 | 10.1568 | 180 | 3.325 | 0 | 3 | 4 | 90 | 1.7534 | 1 | 81 | 5 | 116 | 0 | 0
81 | 82 | 3NP:STORE1_FLOOR_0_0_0 | 3 | Floor | 10.0259 | 10.0259 | 15.0574 | 0 | 5.8002 | 0 | 3 | 4 | 180 | 1.7534 | 1 | 82 | 5 | 82 | 0 | 0
82 | 83 | 3NP:STORE1_CEILING_1_0_0 | 5 | Roof | 9.8908 | 9.8908 | 15.0106 | 180 | 5.8 | 0 | 3 | 4 | 0 | 1.7068 | 1 | 83 | 5 | 325 | 0 | 0
83 | 84 | 3NP:STORE1_CEILING_1_1_0 | 5 | Roof | 0.13508 | 0.13508 | 11.6468 | 180 | 5.8 | 0 | 1 | 3 | 0 | 0.046581 | 1 | 84 | 5 | 332 | 0 | 0
84 | 85 | 3NP:WC1_PARTITION_3_0_10032 | 8 | Wall | 9.975 | 9.975 | 12.65 | 0 | 3.325 | 0 | 3 | 4 | 90 | 3 | 1 | 85 | 6 | 29 | 0 | 0
85 | 86 | 3NP:WC1_PARTITION_2_0_10033 | 8 | Wall | 19.285 | 19.285 | 18.25 | 90 | 3.325 | 0 | 3 | 4 | 90 | 5.8 | 1 | 86 | 6 | 30 | 0 | 0
86 | 87 | 3NP:WC1_PARTITION_4_0_10065 | 8 | Wall | 19.2856 | 19.2856 | 18.2504 | 269.5399 | 3.325 | 0 | 3 | 4 | 90 | 5.8002 | 1 | 87 | 6 | 79 | 0 | 0
87 | 88 | 3NP:WC1_PARTITION_5_0_0 | 7 | Wall | 5.8301 | 5.8301 | 10.1568 | 180 | 3.325 | 0 | 3 | 4 | 90 | 1.7534 | 1 | 88 | 6 | 117 | 0 | 0
88 | 89 | 3NP:WC1_PARTITION_6_0_0 | 8 | Wall | 3.99 | 3.99 | 9.05 | 180 | 3.325 | 0 | 3 | 4 | 90 | 1.2 | 1 | 89 | 6 | 126 | 0 | 0
89 | 90 | 3NP:WC1_FLOOR_0_0_0 | 3 | Floor | 17.2649 | 17.2649 | 17.5536 | 0 | 5.8 | 0 | 2 | 4 | 180 | 2.9534 | 1 | 90 | 6 | 90 | 0 | 0
90 | 91 | 3NP:WC1_CEILING_1_0_0 | 5 | Roof | 17.2649 | 17.2649 | 17.5536 | 180 | 5.8002 | 0 | 2 | 4 | 0 | 2.9534 | 1 | 91 | 6 | 333 | 0 | 0
91 | 92 | 3NP:WC2_PARTITION_4_0_10038 | 8 | Wall | 9.31 | 9.31 | 12.25 | 270 | 3.325 | 0 | 3 | 4 | 90 | 2.8 | 1 | 92 | 7 | 35 | 0 | 0
92 | 93 | 3NP:WC2_PARTITION_3_0_10039 | 8 | Wall | 16.625 | 16.625 | 16.65 | 0 | 3.325 | 0 | 3 | 4 | 90 | 5 | 1 | 93 | 7 | 36 | 0 | 0
93 | 94 | 3NP:WC2_PARTITION_2_0_10050 | 8 | Wall | 9.31 | 9.31 | 12.25 | 90 | 3.325 | 0 | 3 | 4 | 90 | 2.8 | 1 | 94 | 7 | 53 | 0 | 0
94 | 95 | 3NP:WC2_PARTITION_5_0_0 | 7 | Wall | 16.625 | 16.625 | 16.65 | 180 | 3.325 | 0 | 3 | 4 | 90 | 5 | 1 | 95 | 7 | 161 | 0 | 0
95 | 96 | 3NP:WC2_FLOOR_0_0_0 | 3 | Floor | 14 | 14 | 15.6 | 0 | 2.8 | 0 | 3 | 4 | 180 | 5 | 1 | 96 | 7 | 96 | 0 | 0
96 | 97 | 3NP:WC2_CEILING_1_0_0 | 5 | Roof | 14 | 14 | 15.6 | 180 | 2.8 | 0 | 3 | 4 | 0 | 5 | 1 | 97 | 7 | 467 | 0 | 0
97 | 98 | 3NP:SHAFT1_PARTITION_3_0_10010 | 8 | Wall | 17.6043 | 17.6043 | 17.2391 | 0 | 3.325 | 0 | 3 | 4 | 90 | 5.2945 | 1 | 98 | 8 | 7 | 0 | 0
98 | 99 | 3NP:SHAFT1_PARTITION_2_0_10066 | 8 | Wall | 8.645 | 8.645 | 11.85 | 90.0302 | 3.325 | 0 | 3 | 4 | 90 | 2.6 | 1 | 99 | 8 | 80 | 0 | 0
99 | 100 | 3NP:SHAFT1_PARTITION_4_0_0 | 8 | Wall | 10.3308 | 10.3308 | 12.864 | 0 | 3.325 | 0 | 3 | 4 | 90 | 3.107 | 1 | 100 | 8 | 151 | 0 | 0
100 | 101 | 3NP:SHAFT1_WALL_5_0_0 | 9 | Wall | 3.9733 | 9.6658 | 12.464 | 270 | 3.325 | 0 | 3 | 4 | 90 | 2.907 | 1 | 101 | 8 | 0 | 1 | 1
101 | 102 | 3NP:SHAFT1_WALL_5_0_0_0_0_0_WIN | 15 | Window | 4.9875 | 2.5627 | 6.93 | 270 | 2.395 | 0.02 | 4 | 4 | 90 | 1.07 | 1 | 101 | 8 | 0 | 1 | 1
102 | 103 | 3NP:SHAFT1_WALL_6_0_0 | 9 | Wall | 10.8525 | 27.93 | 23.45 | 180 | 3.325 | 0 | 3 | 4 | 90 | 8.4 | 1 | 103 | 8 | 0 | 1 | 1
103 | 104 | 3NP:SHAFT1_WALL_6_0_0_0_0_0_WIN | 15 | Window | 14.9625 | 2.5627 | 6.93 | 180 | 2.395 | 0.02 | 4 | 4 | 90 | 1.07 | 1 | 103 | 8 | 0 | 1 | 1
104 | 105 | 3NP:SHAFT1_PARTITION_7_0_0 | 8 | Wall | 1.0208 | 1.0208 | 7.264 | 90.0302 | 3.325 | 0 | 3 | 4 | 90 | 0.307 | 1 | 105 | 8 | 118 | 0 | 0
105 | 106 | 3NP:SHAFT1_FLOOR_0_0_0 | 3 | Floor | 24.421 | 24.421 | 22.6155 | 0 | 2.907 | 0 | 3 | 4 | 180 | 8.4 | 1 | 106 | 8 | 106 | 0 | 0
106 | 107 | 3NP:SHAFT1_CEILING_1_0_0 | 5 | Roof | 0.764 | 0.764 | 5.7877 | 180 | 2.6 | 0 | 3 | 4 | 0 | 0.29316 | 1 | 107 | 8 | 326 | 0 | 0
107 | 108 | 3NP:SHAFT1_CEILING_1_1_0 | 5 | Roof | 23.567 | 23.567 | 22.028 | 180 | 2.907 | 0 | 3 | 4 | 0 | 8.107 | 1 | 108 | 8 | 410 | 0 | 0
108 | 109 | 3NP:SHAFT1_CEILING_1_2_0 | 5 | Roof | 0.089976 | 0.089976 | 1.2002 | 180 | 0.307 | 0 | 3 | 4 | 0 | 0.293 | 1 | 109 | 8 | 429 | 0 | 0
109 | 110 | 3NP:STORE_PARTITION_4_0_10036 | 8 | Wall | 5.985 | 5.985 | 10.25 | 270 | 3.325 | 0 | 3 | 4 | 90 | 1.8 | 1 | 110 | 9 | 33 | 0 | 0
110 | 111 | 3NP:STORE_PARTITION_2_0_10052 | 8 | Wall | 5.985 | 5.985 | 10.25 | 90 | 3.325 | 0 | 3 | 4 | 90 | 1.8 | 1 | 111 | 9 | 55 | 0 | 0
111 | 112 | 3NP:STORE_PARTITION_3_0_0 | 7 | Wall | 16.625 | 16.625 | 16.65 | 0 | 3.325 | 0 | 3 | 4 | 90 | 5 | 1 | 112 | 9 | 162 | 0 | 0
112 | 113 | 3NP:STORE_PARTITION_5_0_0 | 7 | Wall | 16.625 | 16.625 | 16.65 | 180 | 3.325 | 0 | 3 | 4 | 90 | 5 | 1 | 113 | 9 | 142 | 0 | 0
113 | 114 | 3NP:STORE_FLOOR_0_0_0 | 3 | Floor | 9 | 9 | 13.6 | 0 | 1.8 | 0 | 3 | 4 | 180 | 5 | 1 | 114 | 9 | 114 | 0 | 0
114 | 115 | 3NP:STORE_CEILING_1_0_0 | 5 | Roof | 9 | 9 | 13.6 | 180 | 1.8 | 0 | 3 | 4 | 0 | 5 | 1 | 115 | 9 | 460 | 0 | 0
115 | 116 | 3NP:MECH_PARTITION_4_0_10067 | 8 | Wall | 5.8301 | 5.8301 | 10.1568 | 0 | 3.325 | 0 | 3 | 4 | 90 | 1.7534 | 1 | 116 | 10 | 81 | 0 | 0
116 | 117 | 3NP:MECH_PARTITION_3_0_10070 | 8 | Wall | 5.8301 | 5.8301 | 10.1568 | 0 | 3.325 | 0 | 3 | 4 | 90 | 1.7534 | 1 | 117 | 10 | 88 | 0 | 0
117 | 118 | 3NP:MECH_PARTITION_5_0_10080 | 7 | Wall | 1.0208 | 1.0208 | 7.264 | 270.0302 | 3.325 | 0 | 3 | 4 | 90 | 0.307 | 1 | 118 | 10 | 105 | 0 | 0
118 | 119 | 3NP:MECH_PARTITION_2_0_0 | 8 | Wall | 8.645 | 8.645 | 11.85 | 90 | 3.325 | 0 | 3 | 4 | 90 | 2.6 | 1 | 119 | 10 | 127 | 0 | 0
119 | 120 | 3NP:MECH_WALL_6_0_0 | 9 | Wall | 7.6242 | 7.6242 | 11.236 | 270 | 3.325 | 0 | 3 | 4 | 90 | 2.293 | 1 | 120 | 10 | 0 | 1 | 1
120 | 121 | 3NP:MECH_PARTITION_7_0_0 | 8 | Wall | 11.6608 | 11.6608 | 13.664 | 180 | 3.325 | 0 | 3 | 4 | 90 | 3.507 | 1 | 121 | 10 | 172 | 0 | 0
121 | 122 | 3NP:MECH_FLOOR_0_0_0 | 3 | Floor | 9.1182 | 9.1182 | 12.2138 | 0 | 2.6 | 0 | 9 | 5 | 180 | 3.507 | 1 | 122 | 10 | 122 | 0 | 0
122 | 123 | 3NP:MECH_CEILING_1_0_0 | 5 | Roof | 9.118 | 9.118 | 12.2138 | 180 | 2.6 | 0 | 3 | 4 | 0 | 3.507 | 1 | 123 | 10 | 430 | 0 | 0
123 | 124 | 3NP:CORR4_PARTITION_3_0_10034 | 8 | Wall | 9.31 | 9.31 | 12.25 | 0 | 3.325 | 0 | 3 | 4 | 90 | 2.8 | 1 | 124 | 11 | 31 | 0 | 0
124 | 125 | 3NP:CORR4_PARTITION_9_0_10055 | 8 | Wall | 9.31 | 9.31 | 12.25 | 90 | 3.325 | 0 | 3 | 4 | 90 | 2.8 | 1 | 125 | 11 | 58 | 0 | 0
125 | 126 | 3NP:CORR4_PARTITION_4_0_10071 | 7 | Wall | 3.99 | 3.99 | 9.05 | 0 | 3.325 | 0 | 3 | 4 | 90 | 1.2 | 1 | 126 | 11 | 89 | 0 | 0
126 | 127 | 3NP:CORR4_PARTITION_5_0_10087 | 7 | Wall | 8.645 | 8.645 | 11.85 | 270 | 3.325 | 0 | 3 | 4 | 90 | 2.6 | 1 | 127 | 11 | 119 | 0 | 0
127 | 128 | 3NP:CORR4_PARTITION_2_0_0 | 7 | Wall | 9.975 | 9.975 | 12.65 | 90 | 3.325 | 0 | 3 | 4 | 90 | 3 | 1 | 128 | 11 | 143 | 0 | 0
128 | 129 | 3NP:CORR4_PARTITION_6_0_0 | 7 | Wall | 5.985 | 5.985 | 10.25 | 180 | 3.325 | 0 | 3 | 4 | 90 | 1.8 | 1 | 129 | 11 | 173 | 0 | 0
129 | 130 | 3NP:CORR4_PARTITION_7_0_0 | 7 | Wall | 10.64 | 10.64 | 13.05 | 270 | 3.325 | 0 | 3 | 4 | 90 | 3.2 | 1 | 130 | 11 | 174 | 0 | 0
130 | 131 | 3NP:CORR4_PARTITION_8_0_0 | 7 | Wall | 8.645 | 8.645 | 11.85 | 180 | 3.325 | 0 | 3 | 4 | 90 | 2.6 | 1 | 131 | 11 | 180 | 0 | 0
131 | 132 | 3NP:CORR4_PARTITION_10_0_0 | 7 | Wall | 1.33 | 1.33 | 7.45 | 0 | 3.325 | 0 | 3 | 4 | 90 | 0.4 | 1 | 132 | 11 | 144 | 0 | 0
132 | 133 | 3NP:CORR4_FLOOR_0_0_0 | 3 | Floor | 0.88 | 0.88 | 5.2 | 0 | 0.4 | 0 | 3 | 4 | 180 | 2.2 | 1 | 133 | 11 | 133 | 0 | 0
133 | 134 | 3NP:CORR4_FLOOR_0_0_1 | 3 | Floor | 7.28 | 7.28 | 10.8 | 0 | 2.8 | 0 | 3 | 4 | 180 | 2.6 | 1 | 134 | 11 | 134 | 0 | 0
134 | 135 | 3NP:CORR4_FLOOR_0_0_2 | 3 | Floor | 10.4 | 10.4 | 13.2 | 0 | 2.6 | 0 | 3 | 4 | 180 | 4 | 1 | 135 | 11 | 135 | 0 | 0
135 | 136 | 3NP:CORR4_CEILING_1_0_0 | 5 | Roof | 1.12 | 1.12 | 6.4 | 180 | 2.8 | 0 | 3 | 4 | 0 | 0.4 | 1 | 136 | 11 | 431 | 0 | 0
136 | 137 | 3NP:CORR4_CEILING_1_0_1 | 5 | Roof | 4.68 | 4.68 | 8.8 | 180 | 2.6 | 0 | 3 | 4 | 0 | 1.8 | 1 | 137 | 11 | 432 | 0 | 0
137 | 138 | 3NP:CORR4_CEILING_1_0_2 | 5 | Roof | 12.76 | 12.76 | 16 | 180 | 5.8 | 0 | 3 | 4 | 0 | 2.2 | 1 | 138 | 11 | 433 | 0 | 0
138 | 139 | 3NP:WC3_PARTITION_4_0_10035 | 8 | Wall | 1.995 | 1.995 | 7.85 | 270 | 3.325 | 0 | 3 | 4 | 90 | 0.6 | 1 | 139 | 12 | 32 | 0 | 0
139 | 140 | 3NP:WC3_PARTITION_2_0_10053 | 8 | Wall | 11.97 | 11.97 | 13.85 | 90 | 3.325 | 0 | 3 | 4 | 90 | 3.6 | 1 | 140 | 12 | 56 | 0 | 0
140 | 141 | 3NP:WC3_PARTITION_7_0_10054 | 8 | Wall | 15.295 | 15.295 | 15.85 | 180 | 3.325 | 0 | 3 | 4 | 90 | 4.6 | 1 | 141 | 12 | 57 | 0 | 0
141 | 142 | 3NP:WC3_PARTITION_3_0_10084 | 8 | Wall | 16.625 | 16.625 | 16.65 | 0 | 3.325 | 0 | 3 | 4 | 90 | 5 | 1 | 142 | 12 | 113 | 0 | 0
142 | 143 | 3NP:WC3_PARTITION_5_0_10095 | 8 | Wall | 9.975 | 9.975 | 12.65 | 270 | 3.325 | 0 | 3 | 4 | 90 | 3 | 1 | 143 | 12 | 128 | 0 | 0
143 | 144 | 3NP:WC3_PARTITION_6_0_10099 | 8 | Wall | 1.33 | 1.33 | 7.45 | 180 | 3.325 | 0 | 3 | 4 | 90 | 0.4 | 1 | 144 | 12 | 132 | 0 | 0
144 | 145 | 3NP:WC3_FLOOR_0_0_0 | 3 | Floor | 18 | 18 | 17.2 | 0 | 3.6 | 0 | 3 | 4 | 180 | 5 | 1 | 145 | 12 | 145 | 0 | 0
145 | 146 | 3NP:WC3_CEILING_1_0_0 | 5 | Roof | 8.4 | 8.4 | 11.6 | 180 | 3 | 0 | 3 | 4 | 0 | 2.8 | 1 | 146 | 12 | 447 | 0 | 0
146 | 147 | 3NP:WC3_CEILING_1_1_0 | 5 | Roof | 1.76 | 1.76 | 6 | 180 | 0.8 | 0 | 3 | 4 | 0 | 2.2 | 1 | 147 | 12 | 453 | 0 | 0
147 | 148 | 3NP:WC3_CEILING_1_2_0 | 5 | Roof | 3 | 3 | 11.2 | 180 | 0.6 | 0 | 3 | 4 | 0 | 5 | 1 | 148 | 12 | 461 | 0 | 0
148 | 149 | 3NP:WC3_CEILING_1_3_0 | 5 | Roof | 4.84 | 4.84 | 8.8 | 180 | 2.2 | 0 | 3 | 4 | 0 | 2.2 | 1 | 149 | 12 | 496 | 0 | 0
149 | 150 | 3NP:CORR_PARTITION_2_0_10009 | 8 | Wall | 3.325 | 3.325 | 8.65 | 90 | 3.325 | 0 | 3 | 4 | 90 | 1 | 1 | 150 | 13 | 6 | 0 | 0
150 | 151 | 3NP:CORR_PARTITION_6_0_10079 | 7 | Wall | 10.3308 | 10.3308 | 12.864 | 180 | 3.325 | 0 | 3 | 4 | 90 | 3.107 | 1 | 151 | 13 | 100 | 0 | 0
151 | 152 | 3NP:CORR_PARTITION_3_0_0 | 7 | Wall | 20.3058 | 20.3058 | 18.864 | 90 | 3.325 | 0 | 3 | 4 | 90 | 6.107 | 1 | 152 | 13 | 167 | 0 | 0
152 | 153 | 3NP:CORR_WALL_4_0_0 | 9 | Wall | 4.6383 | 10.3308 | 12.864 | 0 | 3.325 | 0 | 3 | 4 | 90 | 3.107 | 1 | 153 | 13 | 0 | 1 | 1
153 | 154 | 3NP:CORR_WALL_4_0_0_0_0_0_WIN | 15 | Window | 4.9875 | 2.5627 | 6.93 | 0 | 2.395 | 0.02 | 4 | 4 | 90 | 1.07 | 1 | 153 | 13 | 0 | 1 | 1
154 | 155 | 3NP:CORR_WALL_5_0_0 | 9 | Wall | 9.3995 | 23.6308 | 20.864 | 270 | 3.325 | 0 | 3 | 4 | 90 | 7.107 | 1 | 155 | 13 | 0 | 1 | 1
155 | 156 | 3NP:CORR_WALL_5_0_0_0_0_0_WIN | 15 | Window | 12.4688 | 2.5627 | 6.93 | 270 | 2.395 | 0.02 | 4 | 4 | 90 | 1.07 | 1 | 155 | 13 | 0 | 1 | 1
156 | 157 | 3NP:CORR_FLOOR_0_0_0 | 3 | Floor | 22.0814 | 22.0814 | 20.428 | 0 | 7.107 | 0 | 3 | 4 | 180 | 3.107 | 1 | 157 | 13 | 157 | 0 | 0
157 | 158 | 3NP:CORR_CEILING_1_0_0 | 5 | Roof | 22.0814 | 22.0814 | 20.428 | 180 | 7.107 | 0 | 3 | 4 | 0 | 3.107 | 1 | 158 | 13 | 305 | 0 | 0
158 | 159 | 3NP:SHAFT2_PARTITION_4_0_10037 | 8 | Wall | 3.325 | 3.325 | 8.65 | 270 | 3.325 | 0 | 3 | 4 | 90 | 1 | 1 | 159 | 14 | 34 | 0 | 0
159 | 160 | 3NP:SHAFT2_PARTITION_2_0_10051 | 8 | Wall | 3.325 | 3.325 | 8.65 | 90 | 3.325 | 0 | 3 | 4 | 90 | 1 | 1 | 160 | 14 | 54 | 0 | 0
160 | 161 | 3NP:SHAFT2_PARTITION_3_0_10074 | 8 | Wall | 16.625 | 16.625 | 16.65 | 0 | 3.325 | 0 | 3 | 4 | 90 | 5 | 1 | 161 | 14 | 95 | 0 | 0
161 | 162 | 3NP:SHAFT2_PARTITION_5_0_10083 | 8 | Wall | 16.625 | 16.625 | 16.65 | 180 | 3.325 | 0 | 3 | 4 | 90 | 5 | 1 | 162 | 14 | 112 | 0 | 0
162 | 163 | 3NP:SHAFT2_FLOOR_0_0_0 | 3 | Floor | 5 | 5 | 12 | 0 | 1 | 0 | 3 | 4 | 180 | 5 | 1 | 163 | 14 | 163 | 0 | 0
163 | 164 | 3NP:SHAFT2_CEILING_1_0_0 | 5 | Roof | 5 | 5 | 12 | 180 | 1 | 0 | 3 | 4 | 0 | 5 | 1 | 164 | 14 | 369 | 0 | 0
164 | 165 | 3NP:SHAFT3_PARTITION_2_0_10007 | 8 | Wall | 20.3058 | 20.3058 | 18.864 | 90 | 3.325 | 0 | 3 | 4 | 90 | 6.107 | 1 | 165 | 15 | 4 | 0 | 0
165 | 166 | 3NP:SHAFT3_PARTITION_5_0_10008 | 8 | Wall | 7.98 | 7.98 | 11.45 | 180 | 3.325 | 0 | 3 | 4 | 90 | 2.4 | 1 | 166 | 15 | 5 | 0 | 0
166 | 167 | 3NP:SHAFT3_PARTITION_4_0_10107 | 8 | Wall | 20.3058 | 20.3058 | 18.864 | 270 | 3.325 | 0 | 3 | 4 | 90 | 6.107 | 1 | 167 | 15 | 152 | 0 | 0
167 | 168 | 3NP:SHAFT3_WALL_3_0_0 | 9 | Wall | 5.1338 | 7.98 | 11.45 | 0 | 3.325 | 0 | 3 | 4 | 90 | 2.4 | 1 | 168 | 15 | 0 | 1 | 1
168 | 169 | 3NP:SHAFT3_WALL_3_0_0_0_0_0_WIN | 15 | Window | 2.4937 | 2.5627 | 6.93 | 0 | 2.395 | 0.02 | 4 | 4 | 90 | 1.07 | 1 | 168 | 15 | 0 | 1 | 1
169 | 170 | 3NP:SHAFT3_FLOOR_0_0_0 | 3 | Floor | 14.6568 | 14.6568 | 17.014 | 0 | 6.107 | 0 | 3 | 4 | 180 | 2.4 | 1 | 170 | 15 | 170 | 0 | 0
170 | 171 | 3NP:SHAFT3_CEILING_1_0_0 | 5 | Roof | 14.6568 | 14.6568 | 17.014 | 180 | 6.107 | 0 | 3 | 4 | 0 | 2.4 | 1 | 171 | 15 | 400 | 0 | 0
171 | 172 | 3NP:OFF2_PARTITION_4_0_10088 | 7 | Wall | 11.6608 | 11.6608 | 13.664 | 0 | 3.325 | 0 | 3 | 4 | 90 | 3.507 | 1 | 172 | 16 | 121 | 0 | 0
172 | 173 | 3NP:OFF2_PARTITION_3_0_10096 | 8 | Wall | 5.985 | 5.985 | 10.25 | 0 | 3.325 | 0 | 3 | 4 | 90 | 1.8 | 1 | 173 | 16 | 129 | 0 | 0
173 | 174 | 3NP:OFF2_PARTITION_2_0_10097 | 8 | Wall | 10.64 | 10.64 | 13.05 | 90 | 3.325 | 0 | 3 | 4 | 90 | 3.2 | 1 | 174 | 16 | 130 | 0 | 0
174 | 175 | 3NP:OFF2_WALL_5_0_0 | 9 | Wall | 12.635 | 12.635 | 14.25 | 270 | 3.325 | 0 | 3 | 4 | 90 | 3.8 | 1 | 175 | 16 | 0 | 1 | 1
175 | 176 | 3NP:OFF2_PARTITION_6_0_0 | 8 | Wall | 17.6458 | 17.6458 | 17.264 | 180 | 3.325 | 0 | 3 | 4 | 90 | 5.307 | 1 | 176 | 16 | 181 | 0 | 0
176 | 177 | 3NP:OFF2_PARTITION_7_0_0 | 8 | Wall | 1.995 | 1.995 | 7.85 | 90 | 3.325 | 0 | 3 | 4 | 90 | 0.6 | 1 | 177 | 16 | 182 | 0 | 0
177 | 178 | 3NP:OFF2_FLOOR_0_0_0 | 3 | Floor | 20.1666 | 20.1666 | 18.214 | 0 | 3.8 | 0 | 3 | 4 | 180 | 5.307 | 1 | 178 | 16 | 178 | 0 | 0
178 | 179 | 3NP:OFF2_CEILING_1_0_0 | 5 | Roof | 20.0607 | 20.0607 | 18.1742 | 180 | 3.7601 | 0 | 2 | 4 | 0 | 5.307 | 1 | 179 | 16 | 474 | 0 | 0
179 | 180 | 3NP:LOBBY_PARTITION_3_0_10098 | 8 | Wall | 8.645 | 8.645 | 11.85 | 0 | 3.325 | 0 | 3 | 4 | 90 | 2.6 | 1 | 180 | 17 | 131 | 0 | 0
180 | 181 | 3NP:LOBBY_PARTITION_5_0_10114 | 7 | Wall | 17.6458 | 17.6458 | 17.264 | 0 | 3.325 | 0 | 3 | 4 | 90 | 5.307 | 1 | 181 | 17 | 176 | 0 | 0
181 | 182 | 3NP:LOBBY_PARTITION_4_0_10115 | 7 | Wall | 1.995 | 1.995 | 7.85 | 270 | 3.325 | 0 | 3 | 4 | 90 | 0.6 | 1 | 182 | 17 | 177 | 0 | 0
182 | 183 | 3NP:LOBBY_PARTITION_2_0_0 | 7 | Wall | 14.9858 | 14.9858 | 15.664 | 90 | 3.325 | 0 | 3 | 4 | 90 | 4.507 | 1 | 183 | 17 | 198 | 0 | 0
183 | 184 | 3NP:LOBBY_WALL_6_0_0 | 9 | Wall | 30.2808 | 30.2808 | 24.864 | 270 | 3.325 | 0 | 3 | 4 | 90 | 9.107 | 1 | 184 | 17 | 0 | 1 | 1
184 | 185 | 3NP:LOBBY_WALL_7_0_0 | 9 | Wall | 8.2391 | 25.3165 | 21.878 | 180 | 3.325 | 0 | 3 | 4 | 90 | 7.614 | 1 | 185 | 17 | 0 | 1 | 1
185 | 186 | 3NP:LOBBY_WALL_7_0_0_0_0_0_WIN | 15 | Window | 14.9625 | 2.5627 | 6.93 | 180 | 2.395 | 0.02 | 4 | 4 | 90 | 1.07 | 1 | 185 | 17 | 0 | 1 | 1
186 | 187 | 3NP:LOBBY_WALL_8_0_0 | 9 | Wall | 5.905 | 17.29 | 17.05 | 90 | 3.325 | 0 | 3 | 4 | 90 | 5.2 | 1 | 187 | 17 | 0 | 1 | 1
187 | 188 | 3NP:LOBBY_WALL_8_0_0_0_0_0_WIN | 15 | Window | 9.975 | 2.5627 | 6.93 | 90 | 2.395 | 0.02 | 4 | 4 | 90 | 1.07 | 1 | 187 | 17 | 0 | 1 | 1
188 | 189 | 3NP:LOBBY_WALL_9_0_0 | 9 | Wall | 0.97423 | 0.97423 | 7.236 | 180 | 3.325 | 0 | 3 | 4 | 90 | 0.293 | 1 | 189 | 17 | 0 | 1 | 1
189 | 190 | 3NP:LOBBY_FLOOR_0_0_0 | 3 | Floor | 48.3308 | 48.3308 | 28.828 | 0 | 9.107 | 0 | 3 | 4 | 180 | 5.307 | 1 | 190 | 17 | 190 | 0 | 0
190 | 191 | 3NP:LOBBY_FLOOR_0_0_1 | 3 | Floor | 1.3206 | 1.3206 | 9.6 | 0 | 4.507 | 0 | 3 | 4 | 180 | 0.293 | 1 | 191 | 17 | 191 | 0 | 0
191 | 192 | 3NP:LOBBY_FLOOR_0_0_2 | 3 | Floor | 22.394 | 22.394 | 24.028 | 0 | 9.707 | 0 | 3 | 4 | 180 | 2.307 | 1 | 192 | 17 | 192 | 0 | 0
192 | 193 | 3NP:LOBBY_CEILING_1_0_0 | 5 | Roof | 1.56 | 1.56 | 6.4 | 180 | 0.6 | 0 | 3 | 4 | 0 | 2.6 | 1 | 193 | 17 | 434 | 0 | 0
193 | 194 | 3NP:LOBBY_CEILING_1_0_1 | 5 | Roof | 30.0466 | 30.0466 | 23.414 | 180 | 3.8 | 0 | 3 | 4 | 0 | 7.907 | 1 | 194 | 17 | 435 | 0 | 0
194 | 195 | 3NP:LOBBY_CEILING_1_1_0 | 5 | Roof | 39.5928 | 39.5928 | 25.628 | 180 | 5.2 | 0 | 3 | 4 | 0 | 7.614 | 1 | 195 | 17 | 590 | 0 | 0
195 | 196 | 3NP:LOBBY_CEILING_1_1_1 | 5 | Roof | 0.84605 | 0.84605 | 16.028 | 180 | 0.107 | 0 | 3 | 4 | 0 | 7.907 | 1 | 196 | 17 | 591 | 0 | 0
196 | 197 | 3NP:OFF3_PARTITION_3_0_10056 | 8 | Wall | 40.2558 | 40.2558 | 30.864 | 0 | 3.325 | 0 | 3 | 4 | 90 | 12.107 | 1 | 197 | 18 | 59 | 0 | 0
197 | 198 | 3NP:OFF3_PARTITION_4_0_10123 | 8 | Wall | 14.9858 | 14.9858 | 15.664 | 270 | 3.325 | 0 | 3 | 4 | 90 | 4.507 | 1 | 198 | 18 | 183 | 0 | 0
198 | 199 | 3NP:OFF3_WALL_2_0_0 | 9 | Wall | 6.447 | 14.9858 | 15.664 | 90 | 3.325 | 0 | 3 | 4 | 90 | 4.507 | 1 | 199 | 18 | 0 | 1 | 1
199 | 200 | 3NP:OFF3_WALL_2_0_0_0_0_0_WIN | 15 | Window | 7.4813 | 2.5627 | 6.93 | 90 | 2.395 | 0.02 | 4 | 4 | 90 | 1.07 | 1 | 199 | 18 | 0 | 1 | 1
200 | 201 | 3NP:OFF3_WALL_5_0_0 | 9 | Wall | 11.7933 | 40.2558 | 30.864 | 180 | 3.325 | 0 | 3 | 4 | 90 | 12.107 | 1 | 201 | 18 | 0 | 1 | 1
201 | 202 | 3NP:OFF3_WALL_5_0_0_0_0_0_WIN | 15 | Window | 24.9375 | 2.5627 | 6.93 | 180 | 2.395 | 0.02 | 4 | 4 | 90 | 1.07 | 1 | 201 | 18 | 0 | 1 | 1
202 | 203 | 3NP:OFF3_FLOOR_0_0_0 | 3 | Floor | 54.5662 | 54.5662 | 33.228 | 0 | 4.507 | 0 | 3 | 4 | 180 | 12.107 | 1 | 203 | 18 | 203 | 0 | 0
203 | 204 | 3NP:OFF3_CEILING_1_0_0 | 5 | Roof | 1.32 | 1.32 | 5.6 | 180 | 0.6 | 0 | 3 | 4 | 0 | 2.2 | 1 | 204 | 18 | 385 | 0 | 0
204 | 205 | 3NP:OFF3_CEILING_1_1_0 | 5 | Roof | 2.76 | 2.76 | 10.4 | 180 | 0.6 | 0 | 3 | 4 | 0 | 4.6 | 1 | 205 | 18 | 482 | 0 | 0
205 | 206 | 3NP:OFF3_CEILING_1_2_0 | 5 | Roof | 3.1842 | 3.1842 | 11.814 | 180 | 0.6 | 0 | 3 | 4 | 0 | 5.307 | 1 | 206 | 18 | 490 | 0 | 0
206 | 207 | 3NP:OFF3_CEILING_1_3_0 | 5 | Roof | 47.302 | 47.302 | 32.028 | 180 | 3.907 | 0 | 3 | 4 | 0 | 12.107 | 1 | 207 | 18 | 610 | 0 | 0
207 | 208 | 3NP:SHAFT_PARTITION_4_0_10026 | 8 | Wall | 2.66 | 2.66 | 8.25 | 270 | 3.325 | 0 | 3 | 4 | 90 | 0.8 | 1 | 208 | 19 | 19 | 0 | 0
208 | 209 | 3NP:SHAFT_PARTITION_2_0_10048 | 8 | Wall | 2.66 | 2.66 | 8.25 | 90 | 3.325 | 0 | 3 | 4 | 90 | 0.8 | 1 | 209 | 19 | 51 | 0 | 0
209 | 210 | 3NP:SHAFT_PARTITION_3_0_0 | 8 | Wall | 16.625 | 16.625 | 16.65 | 0 | 3.325 | 0 | 3 | 4 | 90 | 5 | 1 | 210 | 19 | 224 | 0 | 0
210 | 211 | 3NP:SHAFT_PARTITION_5_0_0 | 8 | Wall | 16.625 | 16.625 | 16.65 | 180 | 3.325 | 0 | 3 | 4 | 90 | 5 | 1 | 211 | 19 | 217 | 0 | 0
211 | 212 | 3NP:SHAFT_FLOOR_0_0_0 | 3 | Floor | 4 | 4 | 11.6 | 0 | 0.8 | 0 | 3 | 4 | 180 | 5 | 1 | 212 | 19 | 212 | 0 | 0
212 | 213 | 3NP:SHAFT_CEILING_1_0_0 | 5 | Roof | 4 | 4 | 11.6 | 180 | 0.8 | 0 | 3 | 4 | 0 | 5 | 1 | 213 | 19 | 546 | 0 | 0
213 | 214 | 3NP:WC4_PARTITION_5_0_10024 | 8 | Wall | 16.625 | 16.625 | 16.65 | 180 | 3.325 | 0 | 3 | 4 | 90 | 5 | 1 | 214 | 20 | 17 | 0 | 0
214 | 215 | 3NP:WC4_PARTITION_4_0_10025 | 8 | Wall | 12.635 | 12.635 | 14.25 | 270 | 3.325 | 0 | 3 | 4 | 90 | 3.8 | 1 | 215 | 20 | 18 | 0 | 0
215 | 216 | 3NP:WC4_PARTITION_2_0_10049 | 8 | Wall | 12.635 | 12.635 | 14.25 | 90 | 3.325 | 0 | 3 | 4 | 90 | 3.8 | 1 | 216 | 20 | 52 | 0 | 0
216 | 217 | 3NP:WC4_PARTITION_3_0_10132 | 7 | Wall | 16.625 | 16.625 | 16.65 | 0 | 3.325 | 0 | 3 | 4 | 90 | 5 | 1 | 217 | 20 | 211 | 0 | 0
217 | 218 | 3NP:WC4_FLOOR_0_0_0 | 3 | Floor | 19 | 19 | 17.6 | 0 | 3.8 | 0 | 3 | 4 | 180 | 5 | 1 | 218 | 20 | 218 | 0 | 0
218 | 219 | 3NP:WC4_CEILING_1_0_0 | 5 | Roof | 19 | 19 | 17.6 | 180 | 3.8 | 0 | 3 | 4 | 0 | 5 | 1 | 219 | 20 | 552 | 0 | 0
219 | 220 | 3NP:OFF4_PARTITION_5_0_10027 | 8 | Wall | 18.62 | 18.62 | 17.85 | 270 | 3.325 | 0 | 3 | 4 | 90 | 5.6 | 1 | 220 | 21 | 20 | 0 | 0
220 | 221 | 3NP:OFF4_PARTITION_7_0_10047 | 8 | Wall | 7.315 | 7.315 | 11.05 | 180 | 3.325 | 0 | 3 | 4 | 90 | 2.2 | 1 | 221 | 21 | 50 | 0 | 0
221 | 222 | 3NP:OFF4_PARTITION_9_0_10060 | 8 | Wall | 17.6458 | 17.6458 | 17.264 | 180 | 3.325 | 0 | 3 | 4 | 90 | 5.307 | 1 | 222 | 21 | 73 | 0 | 0
222 | 223 | 3NP:OFF4_PARTITION_8_0_10061 | 8 | Wall | 4.655 | 4.655 | 9.45 | 90 | 3.325 | 0 | 3 | 4 | 90 | 1.4 | 1 | 223 | 21 | 74 | 0 | 0
223 | 224 | 3NP:OFF4_PARTITION_6_0_10131 | 7 | Wall | 16.625 | 16.625 | 16.65 | 180 | 3.325 | 0 | 3 | 4 | 90 | 5 | 1 | 224 | 21 | 210 | 0 | 0
224 | 225 | 3NP:OFF4_WALL_2_0_0 | 9 | Wall | 5.4262 | 13.965 | 15.05 | 90 | 3.325 | 0 | 3 | 4 | 90 | 4.2 | 1 | 225 | 21 | 0 | 1 | 1
225 | 226 | 3NP:OFF4_WALL_2_0_0_0_0_0_WIN | 15 | Window | 7.4813 | 2.5627 | 6.93 | 90 | 2.395 | 0.02 | 4 | 4 | 90 | 1.07 | 1 | 225 | 21 | 0 | 1 | 1
226 | 227 | 3NP:OFF4_PARTITION_3_0_0 | 7 | Wall | 13.6558 | 13.6558 | 14.864 | 0 | 3.325 | 0 | 3 | 4 | 90 | 4.107 | 1 | 227 | 21 | 261 | 0 | 0
227 | 228 | 3NP:OFF4_PARTITION_4_0_0 | 7 | Wall | 27.93 | 27.93 | 23.45 | 0 | 3.325 | 0 | 3 | 4 | 90 | 8.4 | 1 | 228 | 21 | 237 | 0 | 0
228 | 229 | 3NP:OFF4_FLOOR_0_0_0 | 3 | Floor | 22.2894 | 22.2894 | 19.014 | 0 | 4.2 | 0 | 3 | 4 | 180 | 5.307 | 1 | 229 | 21 | 229 | 0 | 0
229 | 230 | 3NP:OFF4_FLOOR_0_0_1 | 3 | Floor | 40.32 | 40.32 | 25.6 | 0 | 5.6 | 0 | 3 | 4 | 180 | 7.2 | 1 | 230 | 21 | 230 | 0 | 0
230 | 231 | 3NP:OFF4_CEILING_1_0_0 | 5 | Roof | 3 | 3 | 11.2 | 180 | 0.6 | 0 | 3 | 4 | 0 | 5 | 1 | 231 | 21 | 502 | 0 | 0
231 | 232 | 3NP:OFF4_CEILING_1_1_0 | 5 | Roof | 11.88 | 11.88 | 15.2 | 180 | 5.4 | 0 | 3 | 4 | 0 | 2.2 | 1 | 232 | 21 | 516 | 0 | 0
232 | 233 | 3NP:OFF4_CEILING_1_1_1 | 5 | Roof | 1.5014 | 1.5014 | 15.414 | 180 | 0.2 | 0 | 3 | 4 | 0 | 7.507 | 1 | 233 | 21 | 517 | 0 | 0
233 | 234 | 3NP:OFF4_CEILING_1_2_0 | 5 | Roof | 25 | 25 | 20 | 180 | 5 | 0 | 3 | 4 | 0 | 5 | 1 | 234 | 21 | 533 | 0 | 0
234 | 235 | 3NP:OFF4_CEILING_1_3_0 | 5 | Roof | 21.228 | 21.228 | 18.614 | 180 | 4 | 0 | 3 | 4 | 0 | 5.307 | 1 | 235 | 21 | 540 | 0 | 0
235 | 236 | 3NP:OFF5_PARTITION_13_0_10028 | 8 | Wall | 8.3358 | 8.3358 | 11.664 | 270 | 3.325 | 0 | 3 | 4 | 90 | 2.507 | 1 | 236 | 22 | 21 | 0 | 0
236 | 237 | 3NP:OFF5_PARTITION_14_0_10143 | 8 | Wall | 27.93 | 27.93 | 23.45 | 180 | 3.325 | 0 | 3 | 4 | 90 | 8.4 | 1 | 237 | 22 | 228 | 0 | 0
237 | 238 | 3NP:OFF5_PARTITION_2_0_0 | 7 | Wall | 29.6158 | 29.6158 | 24.464 | 90 | 3.325 | 0 | 3 | 4 | 90 | 8.907 | 1 | 238 | 22 | 262 | 0 | 0
238 | 239 | 3NP:OFF5_WALL_3_0_0 | 9 | Wall | 8.5347 | 19.9197 | 18.6318 | 0 | 3.325 | 0 | 3 | 4 | 90 | 5.9909 | 1 | 239 | 22 | 0 | 1 | 1
239 | 240 | 3NP:OFF5_WALL_3_0_0_0_0_0_WIN | 15 | Window | 9.975 | 2.5627 | 6.93 | 0 | 2.395 | 0.02 | 4 | 4 | 90 | 1.07 | 1 | 239 | 22 | 0 | 1 | 1
240 | 241 | 3NP:OFF5_WALL_4_0_0 | 9 | Wall | 2.1388 | 2.1388 | 7.9365 | 288.9704 | 3.325 | 0 | 3 | 4 | 90 | 0.64325 | 1 | 241 | 22 | 0 | 1 | 1
241 | 242 | 3NP:OFF5_PARTITION_5_0_0 | 7 | Wall | 9.6381 | 9.6381 | 12.4474 | 270 | 3.325 | 0 | 3 | 4 | 90 | 2.8987 | 1 | 242 | 22 | 277 | 0 | 0
242 | 243 | 3NP:OFF5_PARTITION_6_0_0 | 7 | Wall | 6.65 | 6.65 | 10.65 | 180 | 3.325 | 0 | 3 | 4 | 90 | 2 | 1 | 243 | 22 | 278 | 0 | 0
243 | 244 | 3NP:OFF5_PARTITION_7_0_0 | 7 | Wall | 7.98 | 7.98 | 11.45 | 180 | 3.325 | 0 | 3 | 4 | 90 | 2.4 | 1 | 244 | 22 | 270 | 0 | 0
244 | 245 | 3NP:OFF5_PARTITION_8_0_0 | 7 | Wall | 8.645 | 8.645 | 11.85 | 270 | 3.325 | 0 | 3 | 4 | 90 | 2.6 | 1 | 245 | 22 | 271 | 0 | 0
245 | 246 | 3NP:OFF5_PARTITION_9_0_0 | 7 | Wall | 7.98 | 7.98 | 11.45 | 0 | 3.325 | 0 | 3 | 4 | 90 | 2.4 | 1 | 246 | 22 | 272 | 0 | 0
246 | 247 | 3NP:OFF5_PARTITION_10_0_0 | 7 | Wall | 12.9348 | 12.9348 | 14.4303 | 0 | 3.325 | 0 | 3 | 4 | 90 | 3.8902 | 1 | 247 | 22 | 279 | 0 | 0
247 | 248 | 3NP:OFF5_WALL_11_0_0 | 9 | Wall | 1.0302 | 1.0302 | 7.2697 | 288.9704 | 3.325 | 0 | 3 | 4 | 90 | 0.30983 | 1 | 248 | 22 | 0 | 1 | 1
248 | 249 | 3NP:OFF5_WALL_12_0_0 | 9 | Wall | 0.69529 | 0.69529 | 7.0682 | 0 | 3.325 | 0 | 3 | 4 | 90 | 0.20911 | 1 | 249 | 22 | 0 | 1 | 1
249 | 250 | 3NP:OFF5_FLOOR_0_0_0 | 3 | Floor | 0.063602 | 0.063602 | 1.4607 | 90 | 0.64325 | 0 | 1 | 3 | 180 | 0.60832 | 1 | 250 | 22 | 250 | 0 | 0
250 | 251 | 3NP:OFF5_FLOOR_0_0_1 | 3 | Floor | 18.3404 | 18.3404 | 18.5419 | 3.1252e-08 | 4.2826 | 0 | 9 | 5 | 180 | 4.2826 | 1 | 251 | 22 | 251 | 0 | 0
251 | 252 | 3NP:OFF5_FLOOR_0_0_2 | 3 | Floor | 9.72 | 9.72 | 14.4 | 0 | 5.4 | 0 | 3 | 4 | 180 | 1.8 | 1 | 252 | 22 | 252 | 0 | 0
252 | 253 | 3NP:OFF5_FLOOR_0_0_3 | 3 | Floor | 21.6798 | 21.6798 | 19.2398 | 0 | 4.6562 | 0 | 9 | 5 | 180 | 4.6562 | 1 | 253 | 22 | 253 | 0 | 0
253 | 254 | 3NP:OFF5_CEILING_1_0_0 | 5 | Roof | 10 | 10 | 14 | 180 | 2 | 0 | 3 | 4 | 0 | 5 | 1 | 254 | 22 | 503 | 0 | 0
254 | 255 | 3NP:OFF5_CEILING_1_1_0 | 5 | Roof | 1.389 | 1.389 | 10.0839 | 180 | 0.30983 | 0 | 2 | 4 | 0 | 4.7909 | 1 | 255 | 22 | 518 | 0 | 0
255 | 256 | 3NP:OFF5_CEILING_1_1_1 | 5 | Roof | 2.535 | 2.535 | 11.014 | 180 | 0.507 | 0 | 3 | 4 | 0 | 5 | 1 | 256 | 22 | 519 | 0 | 0
256 | 257 | 3NP:OFF5_CEILING_1_1_2 | 5 | Roof | 2.52 | 2.52 | 6.4 | 180 | 1.4 | 0 | 3 | 4 | 0 | 1.8 | 1 | 257 | 22 | 520 | 0 | 0
257 | 258 | 3NP:OFF5_CEILING_1_1_3 | 5 | Roof | 9.52 | 9.52 | 12.4 | 180 | 2.8 | 0 | 3 | 4 | 0 | 3.4 | 1 | 258 | 22 | 521 | 0 | 0
258 | 259 | 3NP:OFF5_CEILING_1_2_0 | 5 | Roof | 15.3672 | 15.3672 | 15.6398 | 180 | 3.9201 | 0 | 9 | 5 | 0 | 3.9201 | 1 | 259 | 22 | 621 | 0 | 0
259 | 260 | 3NP:OFF5_CEILING_1_2_1 | 5 | Roof | 8.4726 | 8.4726 | 13.014 | 180 | 4.707 | 0 | 3 | 4 | 0 | 1.8 | 1 | 260 | 22 | 622 | 0 | 0
260 | 261 | 3NP:OFF6_PARTITION_5_0_10142 | 8 | Wall | 13.6558 | 13.6558 | 14.864 | 180 | 3.325 | 0 | 3 | 4 | 90 | 4.107 | 1 | 261 | 23 | 227 | 0 | 0
261 | 262 | 3NP:OFF6_PARTITION_4_0_10155 | 8 | Wall | 29.6158 | 29.6158 | 24.464 | 270 | 3.325 | 0 | 3 | 4 | 90 | 8.907 | 1 | 262 | 23 | 238 | 0 | 0
262 | 263 | 3NP:OFF6_WALL_2_0_0 | 9 | Wall | 9.692 | 29.6158 | 24.464 | 90 | 3.325 | 0 | 3 | 4 | 90 | 8.907 | 1 | 263 | 23 | 0 | 1 | 1
263 | 264 | 3NP:OFF6_WALL_2_0_0_0_0_0_WIN | 15 | Window | 17.4563 | 2.5627 | 6.93 | 90 | 2.395 | 0.02 | 4 | 4 | 90 | 1.07 | 1 | 263 | 23 | 0 | 1 | 1
264 | 265 | 3NP:OFF6_WALL_3_0_0 | 9 | Wall | 5.117 | 13.6558 | 14.864 | 0 | 3.325 | 0 | 3 | 4 | 90 | 4.107 | 1 | 265 | 23 | 0 | 1 | 1
265 | 266 | 3NP:OFF6_WALL_3_0_0_0_0_0_WIN | 15 | Window | 7.4813 | 2.5627 | 6.93 | 0 | 2.395 | 0.02 | 4 | 4 | 90 | 1.07 | 1 | 265 | 23 | 0 | 1 | 1
266 | 267 | 3NP:OFF6_FLOOR_0_0_0 | 3 | Floor | 36.581 | 36.581 | 26.028 | 0 | 8.907 | 0 | 3 | 4 | 180 | 4.107 | 1 | 267 | 23 | 267 | 0 | 0
267 | 268 | 3NP:OFF6_CEILING_1_0_0 | 5 | Roof | 17.2494 | 17.2494 | 16.614 | 180 | 4.2 | 0 | 3 | 4 | 0 | 4.107 | 1 | 268 | 23 | 522 | 0 | 0
268 | 269 | 3NP:OFF6_CEILING_1_1_0 | 5 | Roof | 19.3316 | 19.3316 | 17.628 | 180 | 4.707 | 0 | 3 | 4 | 0 | 4.107 | 1 | 269 | 23 | 623 | 0 | 0
269 | 270 | 3NP:WC_PARTITION_3_0_10158 | 8 | Wall | 7.98 | 7.98 | 11.45 | 0 | 3.325 | 0 | 3 | 4 | 90 | 2.4 | 1 | 270 | 24 | 244 | 0 | 0
270 | 271 | 3NP:WC_PARTITION_2_0_10159 | 8 | Wall | 8.645 | 8.645 | 11.85 | 90 | 3.325 | 0 | 3 | 4 | 90 | 2.6 | 1 | 271 | 24 | 245 | 0 | 0
271 | 272 | 3NP:WC_PARTITION_5_0_10160 | 8 | Wall | 7.98 | 7.98 | 11.45 | 180 | 3.325 | 0 | 3 | 4 | 90 | 2.4 | 1 | 272 | 24 | 246 | 0 | 0
272 | 273 | 3NP:WC_PARTITION_4_0_0 | 8 | Wall | 8.645 | 8.645 | 11.85 | 270 | 3.325 | 0 | 3 | 4 | 90 | 2.6 | 1 | 273 | 24 | 280 | 0 | 0
273 | 274 | 3NP:WC_FLOOR_0_0_0 | 3 | Floor | 6.24 | 6.24 | 10 | 0 | 2.6 | 0 | 3 | 4 | 180 | 2.4 | 1 | 274 | 24 | 274 | 0 | 0
274 | 275 | 3NP:WC_CEILING_1_0_0 | 5 | Roof | 3.36 | 3.36 | 7.6 | 180 | 1.4 | 0 | 3 | 4 | 0 | 2.4 | 1 | 275 | 24 | 523 | 0 | 0
275 | 276 | 3NP:WC_CEILING_1_1_0 | 5 | Roof | 2.88 | 2.88 | 7.2 | 180 | 1.2 | 0 | 3 | 4 | 0 | 2.4 | 1 | 276 | 24 | 624 | 0 | 0
276 | 277 | 3NP:OFF7_PARTITION_4_0_10156 | 8 | Wall | 9.6381 | 9.6381 | 12.4474 | 90 | 3.325 | 0 | 3 | 4 | 90 | 2.8987 | 1 | 277 | 25 | 242 | 0 | 0
277 | 278 | 3NP:OFF7_PARTITION_3_0_10157 | 8 | Wall | 6.65 | 6.65 | 10.65 | 0 | 3.325 | 0 | 3 | 4 | 90 | 2 | 1 | 278 | 25 | 243 | 0 | 0
278 | 279 | 3NP:OFF7_PARTITION_6_0_10161 | 8 | Wall | 12.9348 | 12.9348 | 14.4303 | 180 | 3.325 | 0 | 3 | 4 | 90 | 3.8902 | 1 | 279 | 25 | 247 | 0 | 0
279 | 280 | 3NP:OFF7_PARTITION_2_0_10168 | 7 | Wall | 8.645 | 8.645 | 11.85 | 90 | 3.325 | 0 | 3 | 4 | 90 | 2.6 | 1 | 280 | 25 | 273 | 0 | 0
280 | 281 | 3NP:OFF7_WALL_5_0_0 | 9 | Wall | 7.9482 | 19.3332 | 18.279 | 288.9704 | 3.325 | 0 | 3 | 4 | 90 | 5.8145 | 1 | 281 | 25 | 0 | 1 | 1
281 | 282 | 3NP:OFF7_WALL_5_0_0_0_0_0_WIN | 15 | Window | 9.975 | 2.5626 | 6.93 | 288.9704 | 2.395 | 0.02 | 4 | 4 | 90 | 1.07 | 1 | 281 | 25 | 0 | 1 | 1
282 | 283 | 3NP:OFF7_FLOOR_0_0_0 | 3 | Floor | 1.4442 | 1.4442 | 6.9603 | 0 | 2.8987 | 0 | 1 | 3 | 180 | 0.99642 | 1 | 283 | 25 | 283 | 0 | 0
283 | 284 | 3NP:OFF7_FLOOR_0_0_1 | 3 | Floor | 8.9526 | 8.9526 | 12.2359 | 0 | 2.6 | 0 | 2 | 4 | 180 | 3.8902 | 1 | 284 | 25 | 284 | 0 | 0
284 | 285 | 3NP:OFF7_CEILING_1_0_0 | 5 | Roof | 5.1094 | 5.1094 | 10.1795 | 180 | 1.4804 | 0 | 2 | 4 | 0 | 3.8902 | 1 | 285 | 25 | 524 | 0 | 0
285 | 286 | 3NP:OFF7_CEILING_1_1_0 | 5 | Roof | 2.4 | 2.4 | 6.4 | 180 | 1.2 | 0 | 3 | 4 | 0 | 2 | 1 | 286 | 25 | 625 | 0 | 0
286 | 287 | 3NP:OFF7_CEILING_1_1_1 | 5 | Roof | 2.8874 | 2.8874 | 9.8417 | 180 | 4.3341 | 0 | 1 | 3 | 0 | 1.4089 | 1 | 287 | 25 | 626 | 0 | 0
287 | 288 | 3NP:OFF_PARTITION_2_0_10029 | 8 | Wall | 23.6308 | 23.6308 | 20.864 | 90 | 3.325 | 0 | 3 | 4 | 90 | 7.107 | 1 | 288 | 26 | 24 | 0 | 0
288 | 289 | 3NP:OFF_PARTITION_5_0_10030 | 8 | Wall | 15.8762 | 15.8762 | 16.1996 | 180 | 3.325 | 0 | 3 | 4 | 90 | 4.7748 | 1 | 289 | 26 | 25 | 0 | 0
289 | 290 | 3NP:OFF_WALL_3_0_0 | 9 | Wall | 4.9132 | 16.2982 | 16.4534 | 0 | 3.325 | 0 | 3 | 4 | 90 | 4.9017 | 1 | 290 | 26 | 0 | 1 | 1
290 | 291 | 3NP:OFF_WALL_3_0_0_0_0_0_WIN | 15 | Window | 9.975 | 2.5627 | 6.93 | 0 | 2.395 | 0.02 | 4 | 4 | 90 | 1.07 | 1 | 290 | 26 | 0 | 1 | 1
291 | 292 | 3NP:OFF_WALL_4_0_0 | 9 | Wall | 9.4033 | 23.6345 | 20.8663 | 268.977 | 3.325 | 0 | 3 | 4 | 90 | 7.1081 | 1 | 292 | 26 | 0 | 1 | 1
292 | 293 | 3NP:OFF_WALL_4_0_0_0_0_0_WIN | 15 | Window | 12.4688 | 2.5627 | 6.93 | 268.977 | 2.395 | 0.02 | 4 | 4 | 90 | 1.07 | 1 | 292 | 26 | 0 | 1 | 1
293 | 294 | 3NP:OFF_FLOOR_0_0_0 | 3 | Floor | 34.3856 | 34.3856 | 23.8917 | 0 | 7.107 | 0 | 2 | 4 | 180 | 4.7748 | 1 | 294 | 26 | 294 | 0 | 0
294 | 295 | 3NP:OFF_CEILING_1_0_0 | 5 | Roof | 5.2106 | 5.2106 | 11.628 | 180 | 1.107 | 0 | 3 | 4 | 0 | 4.707 | 1 | 295 | 26 | 564 | 0 | 0
295 | 296 | 3NP:OFF_CEILING_1_1_0 | 5 | Roof | 28.242 | 28.242 | 21.414 | 180 | 6 | 0 | 3 | 4 | 0 | 4.707 | 1 | 296 | 26 | 581 | 0 | 0
296 | 297 | 3NP:OFF_ROOF_1_2_0 | 11 | Roof | 0.93291 | 0.93291 | 14.4777 | 180 | 7.1081 | 0 | 3 | 4 | 0 | 0.06781 | 1 | 297 | 26 | 0 | 1 | 1
297 | 298 | 4NP:CORR1_PARTITION_2_0_0 | 7 | Wall | 3.325 | 3.325 | 8.65 | 90 | 3.325 | 0 | 3 | 4 | 90 | 1 | 1 | 298 | 27 | 307 | 0 | 0
298 | 299 | 4NP:CORR1_PARTITION_3_0_0 | 7 | Wall | 20.3058 | 20.3058 | 18.864 | 90 | 3.325 | 0 | 3 | 4 | 90 | 6.107 | 1 | 299 | 27 | 395 | 0 | 0
299 | 300 | 4NP:CORR1_WALL_4_0_0 | 9 | Wall | 4.6383 | 10.3308 | 12.864 | 0 | 3.325 | 0 | 3 | 4 | 90 | 3.107 | 1 | 300 | 27 | 0 | 1 | 1
300 | 301 | 4NP:CORR1_WALL_4_0_0_0_0_0_WIN | 15 | Window | 4.9875 | 2.5627 | 6.93 | 0 | 2.395 | 0.02 | 4 | 4 | 90 | 1.07 | 1 | 300 | 27 | 0 | 1 | 1
301 | 302 | 4NP:CORR1_WALL_5_0_0 | 9 | Wall | 9.3995 | 23.6308 | 20.864 | 270 | 3.325 | 0 | 3 | 4 | 90 | 7.107 | 1 | 302 | 27 | 0 | 1 | 1
302 | 303 | 4NP:CORR1_WALL_5_0_0_0_0_0_WIN | 15 | Window | 12.4688 | 2.5627 | 6.93 | 270 | 2.395 | 0.02 | 4 | 4 | 90 | 1.07 | 1 | 302 | 27 | 0 | 1 | 1
303 | 304 | 4NP:CORR1_PARTITION_6_0_0 | 7 | Wall | 10.3308 | 10.3308 | 12.864 | 180 | 3.325 | 0 | 3 | 4 | 90 | 3.107 | 1 | 304 | 27 | 402 | 0 | 0
304 | 305 | 4NP:CORR1_FLOOR_0_0_10106 | 6 | Floor | 22.0814 | 22.0814 | 20.428 | 0 | 7.107 | 0 | 3 | 4 | 180 | 3.107 | 1 | 305 | 27 | 158 | 0 | 0
305 | 306 | 4NP:CORR1_CEILING_1_0_0 | 5 | Roof | 22.0814 | 22.0814 | 20.428 | 180 | 7.107 | 0 | 3 | 4 | 0 | 3.107 | 1 | 306 | 27 | 636 | 0 | 0
306 | 307 | 4NP:CORR2_PARTITION_7_0_10178 | 8 | Wall | 3.325 | 3.325 | 8.65 | 270 | 3.325 | 0 | 3 | 4 | 90 | 1 | 1 | 307 | 28 | 298 | 0 | 0
307 | 308 | 4NP:CORR2_PARTITION_2_0_0 | 7 | Wall | 10.64 | 10.64 | 13.05 | 90 | 3.325 | 0 | 3 | 4 | 90 | 3.2 | 1 | 308 | 28 | 319 | 0 | 0
308 | 309 | 4NP:CORR2_PARTITION_3_0_0 | 7 | Wall | 12.9908 | 12.9908 | 14.464 | 90 | 3.325 | 0 | 3 | 4 | 90 | 3.907 | 1 | 309 | 28 | 335 | 0 | 0
309 | 310 | 4NP:CORR2_WALL_4_0_0 | 9 | Wall | 2.9525 | 8.645 | 11.85 | 0 | 3.325 | 0 | 3 | 4 | 90 | 2.6 | 1 | 310 | 28 | 0 | 1 | 1
310 | 311 | 4NP:CORR2_WALL_4_0_0_0_0_0_WIN | 15 | Window | 4.9875 | 2.5627 | 6.93 | 0 | 2.395 | 0.02 | 4 | 4 | 90 | 1.07 | 1 | 310 | 28 | 0 | 1 | 1
311 | 312 | 4NP:CORR2_PARTITION_5_0_0 | 7 | Wall | 20.3058 | 20.3058 | 18.864 | 270 | 3.325 | 0 | 3 | 4 | 90 | 6.107 | 1 | 312 | 28 | 396 | 0 | 0
312 | 313 | 4NP:CORR2_PARTITION_6_0_0 | 7 | Wall | 7.98 | 7.98 | 11.45 | 0 | 3.325 | 0 | 3 | 4 | 90 | 2.4 | 1 | 313 | 28 | 397 | 0 | 0
313 | 314 | 4NP:CORR2_PARTITION_8_0_0 | 7 | Wall | 16.625 | 16.625 | 16.65 | 180 | 3.325 | 0 | 3 | 4 | 90 | 5 | 1 | 314 | 28 | 403 | 0 | 0
314 | 315 | 4NP:CORR2_FLOOR_0_0_10002 | 6 | Floor | 15.8782 | 15.8782 | 17.414 | 0 | 6.107 | 0 | 3 | 4 | 180 | 2.6 | 1 | 315 | 28 | 11 | 0 | 0
315 | 316 | 4NP:CORR2_FLOOR_0_0_10003 | 6 | Floor | 5 | 5 | 12 | 0 | 1 | 0 | 3 | 4 | 180 | 5 | 1 | 316 | 28 | 12 | 0 | 0
316 | 317 | 4NP:CORR2_CEILING_1_0_0 | 5 | Roof | 15.8782 | 15.8782 | 17.414 | 180 | 6.107 | 0 | 3 | 4 | 0 | 2.6 | 1 | 317 | 28 | 646 | 0 | 0
317 | 318 | 4NP:CORR2_CEILING_1_0_1 | 5 | Roof | 5 | 5 | 12 | 180 | 1 | 0 | 3 | 4 | 0 | 5 | 1 | 318 | 28 | 647 | 0 | 0
318 | 319 | 4NP:MECH1_PARTITION_4_0_10183 | 8 | Wall | 10.64 | 10.64 | 13.05 | 270 | 3.325 | 0 | 3 | 4 | 90 | 3.2 | 1 | 319 | 29 | 308 | 0 | 0
319 | 320 | 4NP:MECH1_PARTITION_2_0_0 | 7 | Wall | 19.285 | 19.285 | 18.25 | 90 | 3.325 | 0 | 3 | 4 | 90 | 5.8 | 1 | 320 | 29 | 328 | 0 | 0
320 | 321 | 4NP:MECH1_PARTITION_3_0_0 | 8 | Wall | 6.65 | 6.65 | 10.65 | 0 | 3.325 | 0 | 3 | 4 | 90 | 2 | 1 | 321 | 29 | 336 | 0 | 0
321 | 322 | 4NP:MECH1_PARTITION_5_0_0 | 7 | Wall | 8.645 | 8.645 | 11.85 | 270 | 3.325 | 0 | 3 | 4 | 90 | 2.6 | 1 | 322 | 29 | 404 | 0 | 0
322 | 323 | 4NP:MECH1_PARTITION_6_0_0 | 8 | Wall | 6.65 | 6.65 | 10.65 | 180 | 3.325 | 0 | 3 | 4 | 90 | 2 | 1 | 323 | 29 | 412 | 0 | 0
323 | 324 | 4NP:MECH1_FLOOR_0_0_10004 | 6 | Floor | 0.9452 | 0.9452 | 6.9908 | 0 | 3.2 | 0 | 3 | 4 | 180 | 0.29453 | 1 | 324 | 29 | 13 | 0 | 0
324 | 325 | 4NP:MECH1_FLOOR_0_0_10063 | 6 | Floor | 9.8908 | 9.8908 | 15.0106 | 0 | 5.8 | 0 | 3 | 4 | 180 | 1.7068 | 1 | 325 | 29 | 83 | 0 | 0
325 | 326 | 4NP:MECH1_FLOOR_0_0_10076 | 6 | Floor | 0.764 | 0.764 | 5.7877 | 0 | 2.6 | 0 | 3 | 4 | 180 | 0.29316 | 1 | 326 | 29 | 107 | 0 | 0
326 | 327 | 4NP:MECH1_CEILING_1_0_0 | 5 | Roof | 11.6 | 11.6 | 15.6 | 180 | 5.8 | 0 | 3 | 4 | 0 | 2 | 1 | 327 | 29 | 655 | 0 | 0
327 | 328 | 4NP:WC1_PARTITION_4_0_10189 | 8 | Wall | 19.285 | 19.285 | 18.25 | 270 | 3.325 | 0 | 3 | 4 | 90 | 5.8 | 1 | 328 | 30 | 320 | 0 | 0
328 | 329 | 4NP:WC1_PARTITION_2_0_0 | 8 | Wall | 19.285 | 19.285 | 18.25 | 90 | 3.325 | 0 | 3 | 4 | 90 | 5.8 | 1 | 329 | 30 | 337 | 0 | 0
329 | 330 | 4NP:WC1_PARTITION_3_0_0 | 8 | Wall | 9.975 | 9.975 | 12.65 | 0 | 3.325 | 0 | 3 | 4 | 90 | 3 | 1 | 330 | 30 | 338 | 0 | 0
330 | 331 | 4NP:WC1_PARTITION_5_0_0 | 8 | Wall | 9.975 | 9.975 | 12.65 | 180 | 3.325 | 0 | 3 | 4 | 90 | 3 | 1 | 331 | 30 | 413 | 0 | 0
331 | 332 | 4NP:WC1_FLOOR_0_0_10064 | 6 | Floor | 0.13508 | 0.13508 | 11.6468 | 0 | 5.8002 | 0 | 1 | 3 | 180 | 0.046581 | 1 | 332 | 30 | 84 | 0 | 0
332 | 333 | 4NP:WC1_FLOOR_0_0_10069 | 6 | Floor | 17.2649 | 17.2649 | 17.5536 | 0 | 5.8 | 0 | 2 | 4 | 180 | 2.9534 | 1 | 333 | 30 | 91 | 0 | 0
333 | 334 | 4NP:WC1_CEILING_1_0_0 | 5 | Roof | 17.4 | 17.4 | 17.6 | 180 | 5.8 | 0 | 3 | 4 | 0 | 3 | 1 | 334 | 30 | 661 | 0 | 0
334 | 335 | 4NP:CORR3_PARTITION_16_0_10184 | 8 | Wall | 12.9908 | 12.9908 | 14.464 | 270 | 3.325 | 0 | 3 | 4 | 90 | 3.907 | 1 | 335 | 31 | 309 | 0 | 0
335 | 336 | 4NP:CORR3_PARTITION_17_0_10190 | 7 | Wall | 6.65 | 6.65 | 10.65 | 180 | 3.325 | 0 | 3 | 4 | 90 | 2 | 1 | 336 | 31 | 321 | 0 | 0
336 | 337 | 4NP:CORR3_PARTITION_19_0_10194 | 7 | Wall | 19.285 | 19.285 | 18.25 | 270 | 3.325 | 0 | 3 | 4 | 90 | 5.8 | 1 | 337 | 31 | 329 | 0 | 0
337 | 338 | 4NP:CORR3_PARTITION_18_0_10195 | 7 | Wall | 9.975 | 9.975 | 12.65 | 180 | 3.325 | 0 | 3 | 4 | 90 | 3 | 1 | 338 | 31 | 330 | 0 | 0
338 | 339 | 4NP:CORR3_PARTITION_2_0_0 | 7 | Wall | 3.325 | 3.325 | 8.65 | 90 | 3.325 | 0 | 3 | 4 | 90 | 1 | 1 | 339 | 31 | 365 | 0 | 0
339 | 340 | 4NP:CORR3_PARTITION_3_0_0 | 7 | Wall | 9.31 | 9.31 | 12.25 | 90 | 3.325 | 0 | 3 | 4 | 90 | 2.8 | 1 | 340 | 31 | 463 | 0 | 0
340 | 341 | 4NP:CORR3_PARTITION_4_0_0 | 7 | Wall | 16.625 | 16.625 | 16.65 | 180 | 3.325 | 0 | 3 | 4 | 90 | 5 | 1 | 341 | 31 | 464 | 0 | 0
341 | 342 | 4NP:CORR3_PARTITION_5_0_0 | 7 | Wall | 6.65 | 6.65 | 10.65 | 90 | 3.325 | 0 | 3 | 4 | 90 | 2 | 1 | 342 | 31 | 371 | 0 | 0
342 | 343 | 4NP:CORR3_PARTITION_6_0_0 | 7 | Wall | 16.625 | 16.625 | 16.65 | 0 | 3.325 | 0 | 3 | 4 | 90 | 5 | 1 | 343 | 31 | 548 | 0 | 0
343 | 344 | 4NP:CORR3_PARTITION_7_0_0 | 7 | Wall | 12.635 | 12.635 | 14.25 | 90 | 3.325 | 0 | 3 | 4 | 90 | 3.8 | 1 | 344 | 31 | 549 | 0 | 0
344 | 345 | 4NP:CORR3_PARTITION_8_0_0 | 7 | Wall | 2.66 | 2.66 | 8.25 | 90 | 3.325 | 0 | 3 | 4 | 90 | 0.8 | 1 | 345 | 31 | 542 | 0 | 0
345 | 346 | 4NP:CORR3_PARTITION_9_0_0 | 7 | Wall | 3.325 | 3.325 | 8.65 | 90 | 3.325 | 0 | 3 | 4 | 90 | 1 | 1 | 346 | 31 | 528 | 0 | 0
346 | 347 | 4NP:CORR3_PARTITION_10_0_0 | 7 | Wall | 9.31 | 9.31 | 12.25 | 0 | 3.325 | 0 | 3 | 4 | 90 | 2.8 | 1 | 347 | 31 | 554 | 0 | 0
347 | 348 | 4NP:CORR3_PARTITION_11_0_0 | 7 | Wall | 7.98 | 7.98 | 11.45 | 0 | 3.325 | 0 | 3 | 4 | 90 | 2.4 | 1 | 348 | 31 | 575 | 0 | 0
348 | 349 | 4NP:CORR3_PARTITION_12_0_0 | 7 | Wall | 13.3 | 13.3 | 14.65 | 270 | 3.325 | 0 | 3 | 4 | 90 | 4 | 1 | 349 | 31 | 568 | 0 | 0
349 | 350 | 4NP:CORR3_PARTITION_13_0_0 | 7 | Wall | 7.6708 | 7.6708 | 11.264 | 0 | 3.325 | 0 | 3 | 4 | 90 | 2.307 | 1 | 350 | 31 | 569 | 0 | 0
350 | 351 | 4NP:CORR3_WALL_14_0_0 | 9 | Wall | 0.30923 | 0.30923 | 6.836 | 270 | 3.325 | 0 | 3 | 4 | 90 | 0.093 | 1 | 351 | 31 | 0 | 1 | 1
351 | 352 | 4NP:CORR3_WALL_15_0_0 | 9 | Wall | 0.97423 | 0.97423 | 7.236 | 0 | 3.325 | 0 | 3 | 4 | 90 | 0.293 | 1 | 352 | 31 | 0 | 1 | 1
352 | 353 | 4NP:CORR3_PARTITION_20_0_0 | 7 | Wall | 9.31 | 9.31 | 12.25 | 180 | 3.325 | 0 | 3 | 4 | 90 | 2.8 | 1 | 353 | 31 | 414 | 0 | 0
353 | 354 | 4NP:CORR3_PARTITION_21_0_0 | 8 | Wall | 7.98 | 7.98 | 11.45 | 90 | 3.325 | 0 | 3 | 4 | 90 | 2.4 | 1 | 354 | 31 | 455 | 0 | 0
354 | 355 | 4NP:CORR3_FLOOR_0_0_10005 | 6 | Floor | 1.1614 | 1.1614 | 8.4085 | 0 | 3.907 | 0 | 3 | 4 | 180 | 0.29622 | 1 | 355 | 31 | 14 | 0 | 0
355 | 356 | 4NP:CORR3_FLOOR_0_0_10017 | 6 | Floor | 10 | 10 | 14 | 0 | 2 | 0 | 3 | 4 | 180 | 5 | 1 | 356 | 31 | 42 | 0 | 0
356 | 357 | 4NP:CORR3_FLOOR_0_0_10018 | 6 | Floor | 20.8 | 20.8 | 18.4 | 0 | 4 | 0 | 3 | 4 | 180 | 5.2 | 1 | 357 | 31 | 43 | 0 | 0
357 | 358 | 4NP:CORR3_FLOOR_0_0_10019 | 6 | Floor | 18.811 | 18.811 | 17.4072 | 0 | 4.3372 | 0 | 9 | 5 | 180 | 4.3372 | 1 | 358 | 31 | 44 | 0 | 0
358 | 359 | 4NP:CORR3_FLOOR_0_0_10020 | 6 | Floor | 27.44 | 27.44 | 25.2 | 0 | 9.8 | 0 | 3 | 4 | 180 | 2.8 | 1 | 359 | 31 | 45 | 0 | 0
359 | 360 | 4NP:CORR3_CEILING_1_0_0 | 5 | Roof | 10 | 10 | 14 | 180 | 2 | 0 | 3 | 4 | 0 | 5 | 1 | 360 | 31 | 683 | 0 | 0
360 | 361 | 4NP:CORR3_CEILING_1_0_1 | 5 | Roof | 20.8 | 20.8 | 18.4 | 180 | 4 | 0 | 3 | 4 | 0 | 5.2 | 1 | 361 | 31 | 684 | 0 | 0
361 | 362 | 4NP:CORR3_CEILING_1_0_2 | 5 | Roof | 0.69815 | 0.69815 | 15.2 | 180 | 0.093 | 0 | 3 | 4 | 0 | 7.507 | 1 | 362 | 31 | 685 | 0 | 0
362 | 363 | 4NP:CORR3_CEILING_1_0_3 | 5 | Roof | 19.535 | 19.535 | 17.814 | 180 | 3.907 | 0 | 3 | 4 | 0 | 5 | 1 | 363 | 31 | 686 | 0 | 0
363 | 364 | 4NP:CORR3_CEILING_1_0_4 | 5 | Roof | 27.1796 | 27.1796 | 25.014 | 180 | 9.707 | 0 | 3 | 4 | 0 | 2.8 | 1 | 364 | 31 | 687 | 0 | 0
364 | 365 | 4NP:SHAFT1_PARTITION_4_0_10202 | 8 | Wall | 3.325 | 3.325 | 8.65 | 270 | 3.325 | 0 | 3 | 4 | 90 | 1 | 1 | 365 | 32 | 339 | 0 | 0
365 | 366 | 4NP:SHAFT1_PARTITION_2_0_0 | 8 | Wall | 3.325 | 3.325 | 8.65 | 90 | 3.325 | 0 | 3 | 4 | 90 | 1 | 1 | 366 | 32 | 372 | 0 | 0
366 | 367 | 4NP:SHAFT1_PARTITION_3_0_0 | 8 | Wall | 16.625 | 16.625 | 16.65 | 0 | 3.325 | 0 | 3 | 4 | 90 | 5 | 1 | 367 | 32 | 465 | 0 | 0
367 | 368 | 4NP:SHAFT1_PARTITION_5_0_0 | 8 | Wall | 16.625 | 16.625 | 16.65 | 180 | 3.325 | 0 | 3 | 4 | 90 | 5 | 1 | 368 | 32 | 456 | 0 | 0
368 | 369 | 4NP:SHAFT1_FLOOR_0_0_10109 | 6 | Floor | 5 | 5 | 12 | 0 | 1 | 0 | 3 | 4 | 180 | 5 | 1 | 369 | 32 | 164 | 0 | 0
369 | 370 | 4NP:SHAFT1_CEILING_1_0_0 | 5 | Roof | 5 | 5 | 12 | 180 | 1 | 0 | 3 | 4 | 0 | 5 | 1 | 370 | 32 | 697 | 0 | 0
370 | 371 | 4NP:CORR4_PARTITION_6_0_10205 | 8 | Wall | 6.65 | 6.65 | 10.65 | 270 | 3.325 | 0 | 3 | 4 | 90 | 2 | 1 | 371 | 33 | 342 | 0 | 0
371 | 372 | 4NP:CORR4_PARTITION_8_0_10217 | 7 | Wall | 3.325 | 3.325 | 8.65 | 270 | 3.325 | 0 | 3 | 4 | 90 | 1 | 1 | 372 | 33 | 366 | 0 | 0
372 | 373 | 4NP:CORR4_PARTITION_2_0_0 | 7 | Wall | 49.875 | 49.875 | 36.65 | 90 | 3.325 | 0 | 3 | 4 | 90 | 15 | 1 | 373 | 33 | 387 | 0 | 0
373 | 374 | 4NP:CORR4_PARTITION_3_0_0 | 7 | Wall | 7.315 | 7.315 | 11.05 | 0 | 3.325 | 0 | 3 | 4 | 90 | 2.2 | 1 | 374 | 33 | 505 | 0 | 0
374 | 375 | 4NP:CORR4_PARTITION_4_0_0 | 7 | Wall | 2.66 | 2.66 | 8.25 | 270 | 3.325 | 0 | 3 | 4 | 90 | 0.8 | 1 | 375 | 33 | 543 | 0 | 0
375 | 376 | 4NP:CORR4_PARTITION_5_0_0 | 7 | Wall | 12.635 | 12.635 | 14.25 | 270 | 3.325 | 0 | 3 | 4 | 90 | 3.8 | 1 | 376 | 33 | 550 | 0 | 0
376 | 377 | 4NP:CORR4_PARTITION_7_0_0 | 7 | Wall | 9.31 | 9.31 | 12.25 | 270 | 3.325 | 0 | 3 | 4 | 90 | 2.8 | 1 | 377 | 33 | 466 | 0 | 0
377 | 378 | 4NP:CORR4_PARTITION_9_0_0 | 8 | Wall | 7.98 | 7.98 | 11.45 | 270 | 3.325 | 0 | 3 | 4 | 90 | 2.4 | 1 | 378 | 33 | 457 | 0 | 0
378 | 379 | 4NP:CORR4_PARTITION_10_0_0 | 7 | Wall | 2.66 | 2.66 | 8.25 | 270 | 3.325 | 0 | 3 | 4 | 90 | 0.8 | 1 | 379 | 33 | 449 | 0 | 0
379 | 380 | 4NP:CORR4_PARTITION_11_0_0 | 7 | Wall | 7.315 | 7.315 | 11.05 | 270 | 3.325 | 0 | 3 | 4 | 90 | 2.2 | 1 | 380 | 33 | 492 | 0 | 0
380 | 381 | 4NP:CORR4_PARTITION_12_0_0 | 7 | Wall | 11.305 | 11.305 | 13.45 | 270 | 3.325 | 0 | 3 | 4 | 90 | 3.4 | 1 | 381 | 33 | 476 | 0 | 0
381 | 382 | 4NP:CORR4_PARTITION_13_0_0 | 7 | Wall | 7.315 | 7.315 | 11.05 | 180 | 3.325 | 0 | 3 | 4 | 90 | 2.2 | 1 | 382 | 33 | 602 | 0 | 0
382 | 383 | 4NP:CORR4_PARTITION_14_0_0 | 7 | Wall | 13.965 | 13.965 | 15.05 | 90 | 3.325 | 0 | 3 | 4 | 90 | 4.2 | 1 | 383 | 33 | 484 | 0 | 0
383 | 384 | 4NP:CORR4_FLOOR_0_0_10043 | 6 | Floor | 40.92 | 40.92 | 41.6 | 0 | 18.6 | 0 | 3 | 4 | 180 | 2.2 | 1 | 384 | 33 | 66 | 0 | 0
384 | 385 | 4NP:CORR4_FLOOR_0_0_10125 | 6 | Floor | 1.32 | 1.32 | 5.6 | 0 | 0.6 | 0 | 3 | 4 | 180 | 2.2 | 1 | 385 | 33 | 204 | 0 | 0
385 | 386 | 4NP:CORR4_CEILING_1_0_0 | 5 | Roof | 42.24 | 42.24 | 42.8 | 180 | 19.2 | 0 | 3 | 4 | 0 | 2.2 | 1 | 386 | 33 | 712 | 0 | 0
386 | 387 | 4NP:OFF1_PARTITION_5_0_10221 | 8 | Wall | 49.875 | 49.875 | 36.65 | 270 | 3.325 | 0 | 3 | 4 | 90 | 15 | 1 | 387 | 34 | 373 | 0 | 0
387 | 388 | 4NP:OFF1_WALL_2_0_0 | 9 | Wall | 17.5287 | 54.53 | 39.45 | 90 | 3.325 | 0 | 3 | 4 | 90 | 16.4 | 1 | 388 | 34 | 0 | 1 | 1
388 | 389 | 4NP:OFF1_WALL_2_0_0_0_0_0_WIN | 15 | Window | 32.4188 | 2.5627 | 6.93 | 90 | 2.395 | 0.02 | 4 | 4 | 90 | 1.07 | 1 | 388 | 34 | 0 | 1 | 1
389 | 390 | 4NP:OFF1_PARTITION_3_0_0 | 7 | Wall | 17.6458 | 17.6458 | 17.264 | 0 | 3.325 | 0 | 3 | 4 | 90 | 5.307 | 1 | 390 | 34 | 535 | 0 | 0
390 | 391 | 4NP:OFF1_PARTITION_4_0_0 | 8 | Wall | 4.655 | 4.655 | 9.45 | 270 | 3.325 | 0 | 3 | 4 | 90 | 1.4 | 1 | 391 | 34 | 506 | 0 | 0
391 | 392 | 4NP:OFF1_PARTITION_6_0_0 | 7 | Wall | 17.6458 | 17.6458 | 17.264 | 180 | 3.325 | 0 | 3 | 4 | 90 | 5.307 | 1 | 392 | 34 | 485 | 0 | 0
392 | 393 | 4NP:OFF1_FLOOR_0_0_10059 | 6 | Floor | 87.0348 | 87.0348 | 43.414 | 0 | 16.4 | 0 | 3 | 4 | 180 | 5.307 | 1 | 393 | 34 | 76 | 0 | 0
393 | 394 | 4NP:OFF1_CEILING_1_0_0 | 5 | Roof | 87.0348 | 87.0348 | 43.414 | 180 | 16.4 | 0 | 3 | 4 | 0 | 5.307 | 1 | 394 | 34 | 720 | 0 | 0
394 | 395 | 4NP:SHAFT2_PARTITION_4_0_10179 | 8 | Wall | 20.3058 | 20.3058 | 18.864 | 270 | 3.325 | 0 | 3 | 4 | 90 | 6.107 | 1 | 395 | 35 | 299 | 0 | 0
395 | 396 | 4NP:SHAFT2_PARTITION_2_0_10185 | 8 | Wall | 20.3058 | 20.3058 | 18.864 | 90 | 3.325 | 0 | 3 | 4 | 90 | 6.107 | 1 | 396 | 35 | 312 | 0 | 0
396 | 397 | 4NP:SHAFT2_PARTITION_5_0_10186 | 8 | Wall | 7.98 | 7.98 | 11.45 | 180 | 3.325 | 0 | 3 | 4 | 90 | 2.4 | 1 | 397 | 35 | 313 | 0 | 0
397 | 398 | 4NP:SHAFT2_WALL_3_0_0 | 9 | Wall | 5.1338 | 7.98 | 11.45 | 0 | 3.325 | 0 | 3 | 4 | 90 | 2.4 | 1 | 398 | 35 | 0 | 1 | 1
398 | 399 | 4NP:SHAFT2_WALL_3_0_0_0_0_0_WIN | 15 | Window | 2.4937 | 2.5627 | 6.93 | 0 | 2.395 | 0.02 | 4 | 4 | 90 | 1.07 | 1 | 398 | 35 | 0 | 1 | 1
399 | 400 | 4NP:SHAFT2_FLOOR_0_0_10111 | 6 | Floor | 14.6568 | 14.6568 | 17.014 | 0 | 6.107 | 0 | 3 | 4 | 180 | 2.4 | 1 | 400 | 35 | 171 | 0 | 0
400 | 401 | 4NP:SHAFT2_CEILING_1_0_0 | 5 | Roof | 14.6568 | 14.6568 | 17.014 | 180 | 6.107 | 0 | 3 | 4 | 0 | 2.4 | 1 | 401 | 35 | 727 | 0 | 0
401 | 402 | 4NP:SHAFT3_PARTITION_5_0_10180 | 8 | Wall | 10.3308 | 10.3308 | 12.864 | 0 | 3.325 | 0 | 3 | 4 | 90 | 3.107 | 1 | 402 | 36 | 304 | 0 | 0
402 | 403 | 4NP:SHAFT3_PARTITION_4_0_10187 | 8 | Wall | 16.625 | 16.625 | 16.65 | 0 | 3.325 | 0 | 3 | 4 | 90 | 5 | 1 | 403 | 36 | 314 | 0 | 0
403 | 404 | 4NP:SHAFT3_PARTITION_3_0_10191 | 8 | Wall | 8.645 | 8.645 | 11.85 | 90 | 3.325 | 0 | 3 | 4 | 90 | 2.6 | 1 | 404 | 36 | 322 | 0 | 0
404 | 405 | 4NP:SHAFT3_PARTITION_2_0_0 | 8 | Wall | 1.0208 | 1.0208 | 7.264 | 90 | 3.325 | 0 | 3 | 4 | 90 | 0.307 | 1 | 405 | 36 | 415 | 0 | 0
405 | 406 | 4NP:SHAFT3_WALL_6_0_0 | 9 | Wall | 3.9733 | 9.6658 | 12.464 | 270 | 3.325 | 0 | 3 | 4 | 90 | 2.907 | 1 | 406 | 36 | 0 | 1 | 1
406 | 407 | 4NP:SHAFT3_WALL_6_0_0_0_0_0_WIN | 15 | Window | 4.9875 | 2.5627 | 6.93 | 270 | 2.395 | 0.02 | 4 | 4 | 90 | 1.07 | 1 | 406 | 36 | 0 | 1 | 1
407 | 408 | 4NP:SHAFT3_WALL_7_0_0 | 9 | Wall | 9.8783 | 26.9558 | 22.864 | 180 | 3.325 | 0 | 3 | 4 | 90 | 8.107 | 1 | 408 | 36 | 0 | 1 | 1
408 | 409 | 4NP:SHAFT3_WALL_7_0_0_0_0_0_WIN | 15 | Window | 14.9625 | 2.5627 | 6.93 | 180 | 2.395 | 0.02 | 4 | 4 | 90 | 1.07 | 1 | 408 | 36 | 0 | 1 | 1
409 | 410 | 4NP:SHAFT3_FLOOR_0_0_10077 | 6 | Floor | 23.567 | 23.567 | 22.028 | 0 | 2.907 | 0 | 3 | 4 | 180 | 8.107 | 1 | 410 | 36 | 108 | 0 | 0
410 | 411 | 4NP:SHAFT3_CEILING_1_0_0 | 5 | Roof | 23.567 | 23.567 | 22.028 | 180 | 2.907 | 0 | 3 | 4 | 0 | 8.107 | 1 | 411 | 36 | 737 | 0 | 0
411 | 412 | 4NP:CORR5_PARTITION_5_0_10192 | 7 | Wall | 6.65 | 6.65 | 10.65 | 0 | 3.325 | 0 | 3 | 4 | 90 | 2 | 1 | 412 | 37 | 323 | 0 | 0
412 | 413 | 4NP:CORR5_PARTITION_4_0_10196 | 7 | Wall | 9.975 | 9.975 | 12.65 | 0 | 3.325 | 0 | 3 | 4 | 90 | 3 | 1 | 413 | 37 | 331 | 0 | 0
413 | 414 | 4NP:CORR5_PARTITION_3_0_10214 | 8 | Wall | 9.31 | 9.31 | 12.25 | 0 | 3.325 | 0 | 3 | 4 | 90 | 2.8 | 1 | 414 | 37 | 353 | 0 | 0
414 | 415 | 4NP:CORR5_PARTITION_6_0_10238 | 7 | Wall | 1.0208 | 1.0208 | 7.264 | 270 | 3.325 | 0 | 3 | 4 | 90 | 0.307 | 1 | 415 | 37 | 405 | 0 | 0
415 | 416 | 4NP:CORR5_PARTITION_2_0_0 | 7 | Wall | 9.975 | 9.975 | 12.65 | 90 | 3.325 | 0 | 3 | 4 | 90 | 3 | 1 | 416 | 37 | 441 | 0 | 0
416 | 417 | 4NP:CORR5_WALL_7_0_0 | 9 | Wall | 0.97423 | 0.97423 | 7.236 | 180 | 3.325 | 0 | 3 | 4 | 90 | 0.293 | 1 | 417 | 37 | 0 | 1 | 1
417 | 418 | 4NP:CORR5_WALL_8_0_0 | 9 | Wall | 4.9107 | 7.7569 | 11.3158 | 270 | 3.325 | 0 | 3 | 4 | 90 | 2.3329 | 1 | 418 | 37 | 0 | 1 | 1
418 | 419 | 4NP:CORR5_WALL_8_0_0_0_0_0_WIN | 15 | Window | 2.4937 | 2.5627 | 6.93 | 270 | 2.395 | 0.02 | 4 | 4 | 90 | 1.07 | 1 | 418 | 37 | 0 | 1 | 1
419 | 420 | 4NP:CORR5_PARTITION_9_0_0 | 7 | Wall | 17.6463 | 17.6463 | 17.2643 | 179.5691 | 3.325 | 0 | 3 | 4 | 90 | 5.3072 | 1 | 420 | 37 | 469 | 0 | 0
420 | 421 | 4NP:CORR5_PARTITION_10_0_0 | 7 | Wall | 12.635 | 12.635 | 14.25 | 270 | 3.325 | 0 | 3 | 4 | 90 | 3.8 | 1 | 421 | 37 | 470 | 0 | 0
421 | 422 | 4NP:CORR5_PARTITION_11_0_0 | 7 | Wall | 17.6458 | 17.6458 | 17.264 | 0 | 3.325 | 0 | 3 | 4 | 90 | 5.307 | 1 | 422 | 37 | 471 | 0 | 0
422 | 423 | 4NP:CORR5_WALL_12_0_0 | 9 | Wall | 4.0963 | 12.635 | 14.25 | 270 | 3.325 | 0 | 3 | 4 | 90 | 3.8 | 1 | 423 | 37 | 0 | 1 | 1
423 | 424 | 4NP:CORR5_WALL_12_0_0_0_0_0_WIN | 15 | Window | 7.4813 | 2.5627 | 6.93 | 270 | 2.395 | 0.02 | 4 | 4 | 90 | 1.07 | 1 | 423 | 37 | 0 | 1 | 1
424 | 425 | 4NP:CORR5_PARTITION_13_0_0 | 7 | Wall | 26.2908 | 26.2908 | 22.464 | 180 | 3.325 | 0 | 3 | 4 | 90 | 7.907 | 1 | 425 | 37 | 583 | 0 | 0
425 | 426 | 4NP:CORR5_PARTITION_14_0_0 | 7 | Wall | 12.635 | 12.635 | 14.25 | 90 | 3.325 | 0 | 3 | 4 | 90 | 3.8 | 1 | 426 | 37 | 603 | 0 | 0
426 | 427 | 4NP:CORR5_PARTITION_15_0_0 | 7 | Wall | 11.305 | 11.305 | 13.45 | 90 | 3.325 | 0 | 3 | 4 | 90 | 3.4 | 1 | 427 | 37 | 477 | 0 | 0
427 | 428 | 4NP:CORR5_PARTITION_16_0_0 | 7 | Wall | 1.33 | 1.33 | 7.45 | 0 | 3.325 | 0 | 3 | 4 | 90 | 0.4 | 1 | 428 | 37 | 442 | 0 | 0
428 | 429 | 4NP:CORR5_FLOOR_0_0_10078 | 6 | Floor | 0.089976 | 0.089976 | 1.2002 | 0 | 0.307 | 0 | 3 | 4 | 180 | 0.293 | 1 | 429 | 37 | 109 | 0 | 0
429 | 430 | 4NP:CORR5_FLOOR_0_0_10086 | 6 | Floor | 9.118 | 9.118 | 12.2138 | 0 | 2.6 | 0 | 3 | 4 | 180 | 3.507 | 1 | 430 | 37 | 123 | 0 | 0
430 | 431 | 4NP:CORR5_FLOOR_0_0_10092 | 6 | Floor | 1.12 | 1.12 | 6.4 | 0 | 2.8 | 0 | 3 | 4 | 180 | 0.4 | 1 | 431 | 37 | 136 | 0 | 0
431 | 432 | 4NP:CORR5_FLOOR_0_0_10093 | 6 | Floor | 4.68 | 4.68 | 8.8 | 0 | 2.6 | 0 | 3 | 4 | 180 | 1.8 | 1 | 432 | 37 | 137 | 0 | 0
432 | 433 | 4NP:CORR5_FLOOR_0_0_10094 | 6 | Floor | 12.76 | 12.76 | 16 | 0 | 5.8 | 0 | 3 | 4 | 180 | 2.2 | 1 | 433 | 37 | 138 | 0 | 0
433 | 434 | 4NP:CORR5_FLOOR_0_0_10119 | 6 | Floor | 1.56 | 1.56 | 6.4 | 0 | 0.6 | 0 | 3 | 4 | 180 | 2.6 | 1 | 434 | 37 | 193 | 0 | 0
434 | 435 | 4NP:CORR5_FLOOR_0_0_10120 | 6 | Floor | 30.0466 | 30.0466 | 23.414 | 0 | 3.8 | 0 | 3 | 4 | 180 | 7.907 | 1 | 435 | 37 | 194 | 0 | 0
435 | 436 | 4NP:CORR5_CEILING_1_0_0 | 5 | Roof | 2.88 | 2.88 | 15.2 | 180 | 7.2 | 0 | 3 | 4 | 0 | 0.4 | 1 | 436 | 37 | 756 | 0 | 0
436 | 437 | 4NP:CORR5_CEILING_1_0_1 | 5 | Roof | 0.089951 | 0.089951 | 1.2 | 180 | 0.307 | 0 | 3 | 4 | 0 | 0.293 | 1 | 437 | 37 | 757 | 0 | 0
437 | 438 | 4NP:CORR5_CEILING_1_0_2 | 5 | Roof | 13.9041 | 13.9041 | 15.8541 | 179.5691 | 2.6399 | 0 | 3 | 4 | 0 | 5.3072 | 1 | 438 | 37 | 758 | 0 | 0
438 | 439 | 4NP:CORR5_CEILING_1_0_3 | 5 | Roof | 14.08 | 14.08 | 17.2 | 180 | 6.4 | 0 | 3 | 4 | 0 | 2.2 | 1 | 439 | 37 | 759 | 0 | 0
439 | 440 | 4NP:CORR5_CEILING_1_0_4 | 5 | Roof | 28.5266 | 28.5266 | 22.614 | 180 | 3.8 | 0 | 3 | 4 | 0 | 7.507 | 1 | 440 | 37 | 760 | 0 | 0
440 | 441 | 4NP:STORE_PARTITION_4_0_10244 | 8 | Wall | 9.975 | 9.975 | 12.65 | 270 | 3.325 | 0 | 3 | 4 | 90 | 3 | 1 | 441 | 38 | 416 | 0 | 0
441 | 442 | 4NP:STORE_PARTITION_5_0_10251 | 8 | Wall | 1.33 | 1.33 | 7.45 | 180 | 3.325 | 0 | 3 | 4 | 90 | 0.4 | 1 | 442 | 38 | 428 | 0 | 0
442 | 443 | 4NP:STORE_PARTITION_2_0_0 | 7 | Wall | 2.66 | 2.66 | 8.25 | 90 | 3.325 | 0 | 3 | 4 | 90 | 0.8 | 1 | 443 | 38 | 450 | 0 | 0
443 | 444 | 4NP:STORE_PARTITION_3_0_0 | 8 | Wall | 9.31 | 9.31 | 12.25 | 0 | 3.325 | 0 | 3 | 4 | 90 | 2.8 | 1 | 444 | 38 | 458 | 0 | 0
444 | 445 | 4NP:STORE_PARTITION_6_0_0 | 7 | Wall | 7.98 | 7.98 | 11.45 | 180 | 3.325 | 0 | 3 | 4 | 90 | 2.4 | 1 | 445 | 38 | 478 | 0 | 0
445 | 446 | 4NP:STORE_PARTITION_7_0_0 | 7 | Wall | 7.315 | 7.315 | 11.05 | 90 | 3.325 | 0 | 3 | 4 | 90 | 2.2 | 1 | 446 | 38 | 493 | 0 | 0
446 | 447 | 4NP:STORE_FLOOR_0_0_10101 | 6 | Floor | 8.4 | 8.4 | 11.6 | 0 | 3 | 0 | 3 | 4 | 180 | 2.8 | 1 | 447 | 38 | 146 | 0 | 0
447 | 448 | 4NP:STORE_CEILING_1_0_0 | 5 | Roof | 8.4 | 8.4 | 11.6 | 180 | 3 | 0 | 3 | 4 | 0 | 2.8 | 1 | 448 | 38 | 772 | 0 | 0
448 | 449 | 4NP:SHAFT4_PARTITION_2_0_10227 | 8 | Wall | 2.66 | 2.66 | 8.25 | 90 | 3.325 | 0 | 3 | 4 | 90 | 0.8 | 1 | 449 | 39 | 379 | 0 | 0
449 | 450 | 4NP:SHAFT4_PARTITION_4_0_10253 | 8 | Wall | 2.66 | 2.66 | 8.25 | 270 | 3.325 | 0 | 3 | 4 | 90 | 0.8 | 1 | 450 | 39 | 443 | 0 | 0
450 | 451 | 4NP:SHAFT4_PARTITION_3_0_0 | 8 | Wall | 7.315 | 7.315 | 11.05 | 0 | 3.325 | 0 | 3 | 4 | 90 | 2.2 | 1 | 451 | 39 | 459 | 0 | 0
451 | 452 | 4NP:SHAFT4_PARTITION_5_0_0 | 8 | Wall | 7.315 | 7.315 | 11.05 | 180 | 3.325 | 0 | 3 | 4 | 90 | 2.2 | 1 | 452 | 39 | 494 | 0 | 0
452 | 453 | 4NP:SHAFT4_FLOOR_0_0_10102 | 6 | Floor | 1.76 | 1.76 | 6 | 0 | 0.8 | 0 | 3 | 4 | 180 | 2.2 | 1 | 453 | 39 | 147 | 0 | 0
453 | 454 | 4NP:SHAFT4_CEILING_1_0_0 | 5 | Roof | 1.76 | 1.76 | 6 | 180 | 0.8 | 0 | 3 | 4 | 0 | 2.2 | 1 | 454 | 39 | 778 | 0 | 0
454 | 455 | 4NP:KITCH_PARTITION_4_0_10215 | 7 | Wall | 7.98 | 7.98 | 11.45 | 270 | 3.325 | 0 | 3 | 4 | 90 | 2.4 | 1 | 455 | 40 | 354 | 0 | 0
455 | 456 | 4NP:KITCH_PARTITION_3_0_10219 | 7 | Wall | 16.625 | 16.625 | 16.65 | 0 | 3.325 | 0 | 3 | 4 | 90 | 5 | 1 | 456 | 40 | 368 | 0 | 0
456 | 457 | 4NP:KITCH_PARTITION_2_0_10226 | 7 | Wall | 7.98 | 7.98 | 11.45 | 90 | 3.325 | 0 | 3 | 4 | 90 | 2.4 | 1 | 457 | 40 | 378 | 0 | 0
457 | 458 | 4NP:KITCH_PARTITION_5_0_10254 | 7 | Wall | 9.31 | 9.31 | 12.25 | 180 | 3.325 | 0 | 3 | 4 | 90 | 2.8 | 1 | 458 | 40 | 444 | 0 | 0
458 | 459 | 4NP:KITCH_PARTITION_6_0_10258 | 7 | Wall | 7.315 | 7.315 | 11.05 | 180 | 3.325 | 0 | 3 | 4 | 90 | 2.2 | 1 | 459 | 40 | 451 | 0 | 0
459 | 460 | 4NP:KITCH_FLOOR_0_0_10082 | 6 | Floor | 9 | 9 | 13.6 | 0 | 1.8 | 0 | 3 | 4 | 180 | 5 | 1 | 460 | 40 | 115 | 0 | 0
460 | 461 | 4NP:KITCH_FLOOR_0_0_10103 | 6 | Floor | 3 | 3 | 11.2 | 0 | 0.6 | 0 | 3 | 4 | 180 | 5 | 1 | 461 | 40 | 148 | 0 | 0
461 | 462 | 4NP:KITCH_CEILING_1_0_0 | 5 | Roof | 12 | 12 | 14.8 | 180 | 2.4 | 0 | 3 | 4 | 0 | 5 | 1 | 462 | 40 | 785 | 0 | 0
462 | 463 | 4NP:WC2_PARTITION_4_0_10203 | 8 | Wall | 9.31 | 9.31 | 12.25 | 270 | 3.325 | 0 | 3 | 4 | 90 | 2.8 | 1 | 463 | 41 | 340 | 0 | 0
463 | 464 | 4NP:WC2_PARTITION_3_0_10204 | 8 | Wall | 16.625 | 16.625 | 16.65 | 0 | 3.325 | 0 | 3 | 4 | 90 | 5 | 1 | 464 | 41 | 341 | 0 | 0
464 | 465 | 4NP:WC2_PARTITION_5_0_10218 | 7 | Wall | 16.625 | 16.625 | 16.65 | 180 | 3.325 | 0 | 3 | 4 | 90 | 5 | 1 | 465 | 41 | 367 | 0 | 0
465 | 466 | 4NP:WC2_PARTITION_2_0_10225 | 8 | Wall | 9.31 | 9.31 | 12.25 | 90 | 3.325 | 0 | 3 | 4 | 90 | 2.8 | 1 | 466 | 41 | 377 | 0 | 0
466 | 467 | 4NP:WC2_FLOOR_0_0_10073 | 6 | Floor | 14 | 14 | 15.6 | 0 | 2.8 | 0 | 3 | 4 | 180 | 5 | 1 | 467 | 41 | 97 | 0 | 0
467 | 468 | 4NP:WC2_CEILING_1_0_0 | 5 | Roof | 14 | 14 | 15.6 | 180 | 2.8 | 0 | 3 | 4 | 0 | 5 | 1 | 468 | 41 | 791 | 0 | 0
468 | 469 | 4NP:OFF2_PARTITION_3_0_10245 | 8 | Wall | 17.6463 | 17.6463 | 17.2643 | 359.5691 | 3.325 | 0 | 3 | 4 | 90 | 5.3072 | 1 | 469 | 42 | 420 | 0 | 0
469 | 470 | 4NP:OFF2_PARTITION_2_0_10246 | 8 | Wall | 12.635 | 12.635 | 14.25 | 90 | 3.325 | 0 | 3 | 4 | 90 | 3.8 | 1 | 470 | 42 | 421 | 0 | 0
470 | 471 | 4NP:OFF2_PARTITION_5_0_10247 | 8 | Wall | 17.6458 | 17.6458 | 17.264 | 180 | 3.325 | 0 | 3 | 4 | 90 | 5.307 | 1 | 471 | 42 | 422 | 0 | 0
471 | 472 | 4NP:OFF2_WALL_4_0_0 | 9 | Wall | 3.9636 | 12.5023 | 14.1702 | 270 | 3.325 | 0 | 3 | 4 | 90 | 3.7601 | 1 | 472 | 42 | 0 | 1 | 1
472 | 473 | 4NP:OFF2_WALL_4_0_0_0_0_0_WIN | 15 | Window | 7.4813 | 2.5627 | 6.93 | 270 | 2.395 | 0.02 | 4 | 4 | 90 | 1.07 | 1 | 472 | 42 | 0 | 1 | 1
473 | 474 | 4NP:OFF2_FLOOR_0_0_10113 | 6 | Floor | 20.0607 | 20.0607 | 18.1742 | 0 | 3.8 | 0 | 2 | 4 | 180 | 5.307 | 1 | 474 | 42 | 179 | 0 | 0
474 | 475 | 4NP:OFF2_CEILING_1_0_0 | 5 | Roof | 20.0607 | 20.0607 | 18.1742 | 180 | 3.7601 | 0 | 2 | 4 | 0 | 5.307 | 1 | 475 | 42 | 798 | 0 | 0
475 | 476 | 4NP:OFF3_PARTITION_2_0_10229 | 8 | Wall | 11.305 | 11.305 | 13.45 | 90 | 3.325 | 0 | 3 | 4 | 90 | 3.4 | 1 | 476 | 43 | 381 | 0 | 0
476 | 477 | 4NP:OFF3_PARTITION_5_0_10250 | 8 | Wall | 11.305 | 11.305 | 13.45 | 270 | 3.325 | 0 | 3 | 4 | 90 | 3.4 | 1 | 477 | 43 | 427 | 0 | 0
477 | 478 | 4NP:OFF3_PARTITION_4_0_10255 | 8 | Wall | 7.98 | 7.98 | 11.45 | 0 | 3.325 | 0 | 3 | 4 | 90 | 2.4 | 1 | 478 | 43 | 445 | 0 | 0
478 | 479 | 4NP:OFF3_PARTITION_3_0_0 | 7 | Wall | 7.315 | 7.315 | 11.05 | 0 | 3.325 | 0 | 3 | 4 | 90 | 2.2 | 1 | 479 | 43 | 495 | 0 | 0
479 | 480 | 4NP:OFF3_PARTITION_6_0_0 | 8 | Wall | 15.295 | 15.295 | 15.85 | 180 | 3.325 | 0 | 3 | 4 | 90 | 4.6 | 1 | 480 | 43 | 604 | 0 | 0
480 | 481 | 4NP:OFF3_FLOOR_0_0_10044 | 6 | Floor | 12.88 | 12.88 | 14.8 | 0 | 2.8 | 0 | 3 | 4 | 180 | 4.6 | 1 | 481 | 43 | 67 | 0 | 0
481 | 482 | 4NP:OFF3_FLOOR_0_0_10126 | 6 | Floor | 2.76 | 2.76 | 10.4 | 0 | 0.6 | 0 | 3 | 4 | 180 | 4.6 | 1 | 482 | 43 | 205 | 0 | 0
482 | 483 | 4NP:OFF3_CEILING_1_0_0 | 5 | Roof | 15.64 | 15.64 | 16 | 180 | 3.4 | 0 | 3 | 4 | 0 | 4.6 | 1 | 483 | 43 | 805 | 0 | 0
483 | 484 | 4NP:OFF4_PARTITION_4_0_10231 | 8 | Wall | 13.965 | 13.965 | 15.05 | 270 | 3.325 | 0 | 3 | 4 | 90 | 4.2 | 1 | 484 | 44 | 383 | 0 | 0
484 | 485 | 4NP:OFF4_PARTITION_3_0_10235 | 8 | Wall | 17.6458 | 17.6458 | 17.264 | 0 | 3.325 | 0 | 3 | 4 | 90 | 5.307 | 1 | 485 | 44 | 392 | 0 | 0
485 | 486 | 4NP:OFF4_WALL_2_0_0 | 9 | Wall | 5.4262 | 13.965 | 15.05 | 90 | 3.325 | 0 | 3 | 4 | 90 | 4.2 | 1 | 486 | 44 | 0 | 1 | 1
486 | 487 | 4NP:OFF4_WALL_2_0_0_0_0_0_WIN | 15 | Window | 7.4813 | 2.5627 | 6.93 | 90 | 2.395 | 0.02 | 4 | 4 | 90 | 1.07 | 1 | 486 | 44 | 0 | 1 | 1
487 | 488 | 4NP:OFF4_PARTITION_5_0_0 | 8 | Wall | 17.6458 | 17.6458 | 17.264 | 180 | 3.325 | 0 | 3 | 4 | 90 | 5.307 | 1 | 488 | 44 | 605 | 0 | 0
488 | 489 | 4NP:OFF4_FLOOR_0_0_10045 | 6 | Floor | 19.1052 | 19.1052 | 17.814 | 0 | 3.6 | 0 | 3 | 4 | 180 | 5.307 | 1 | 489 | 44 | 68 | 0 | 0
489 | 490 | 4NP:OFF4_FLOOR_0_0_10127 | 6 | Floor | 3.1842 | 3.1842 | 11.814 | 0 | 0.6 | 0 | 3 | 4 | 180 | 5.307 | 1 | 490 | 44 | 206 | 0 | 0
490 | 491 | 4NP:OFF4_CEILING_1_0_0 | 5 | Roof | 22.2894 | 22.2894 | 19.014 | 180 | 4.2 | 0 | 3 | 4 | 0 | 5.307 | 1 | 491 | 44 | 812 | 0 | 0
491 | 492 | 4NP:WC3_PARTITION_2_0_10228 | 8 | Wall | 7.315 | 7.315 | 11.05 | 90 | 3.325 | 0 | 3 | 4 | 90 | 2.2 | 1 | 492 | 45 | 380 | 0 | 0
492 | 493 | 4NP:WC3_PARTITION_4_0_10256 | 8 | Wall | 7.315 | 7.315 | 11.05 | 270 | 3.325 | 0 | 3 | 4 | 90 | 2.2 | 1 | 493 | 45 | 446 | 0 | 0
493 | 494 | 4NP:WC3_PARTITION_3_0_10259 | 7 | Wall | 7.315 | 7.315 | 11.05 | 0 | 3.325 | 0 | 3 | 4 | 90 | 2.2 | 1 | 494 | 45 | 452 | 0 | 0
494 | 495 | 4NP:WC3_PARTITION_5_0_10264 | 8 | Wall | 7.315 | 7.315 | 11.05 | 180 | 3.325 | 0 | 3 | 4 | 90 | 2.2 | 1 | 495 | 45 | 479 | 0 | 0
495 | 496 | 4NP:WC3_FLOOR_0_0_10104 | 6 | Floor | 4.84 | 4.84 | 8.8 | 0 | 2.2 | 0 | 3 | 4 | 180 | 2.2 | 1 | 496 | 45 | 149 | 0 | 0
496 | 497 | 4NP:WC3_CEILING_1_0_0 | 5 | Roof | 4.84 | 4.84 | 8.8 | 180 | 2.2 | 0 | 3 | 4 | 0 | 2.2 | 1 | 497 | 45 | 818 | 0 | 0
497 | 498 | 4NP:MECH_PARTITION_2_0_0 | 8 | Wall | 8.645 | 8.645 | 11.85 | 90 | 3.325 | 0 | 3 | 4 | 90 | 2.6 | 1 | 498 | 46 | 507 | 0 | 0
498 | 499 | 4NP:MECH_PARTITION_3_0_0 | 8 | Wall | 16.625 | 16.625 | 16.65 | 0 | 3.325 | 0 | 3 | 4 | 90 | 5 | 1 | 499 | 46 | 508 | 0 | 0
499 | 500 | 4NP:MECH_PARTITION_4_0_0 | 8 | Wall | 8.645 | 8.645 | 11.85 | 270 | 3.325 | 0 | 3 | 4 | 90 | 2.6 | 1 | 500 | 46 | 555 | 0 | 0
500 | 501 | 4NP:MECH_PARTITION_5_0_0 | 8 | Wall | 16.625 | 16.625 | 16.65 | 180 | 3.325 | 0 | 3 | 4 | 90 | 5 | 1 | 501 | 46 | 529 | 0 | 0
501 | 502 | 4NP:MECH_FLOOR_0_0_10137 | 6 | Floor | 3 | 3 | 11.2 | 0 | 0.6 | 0 | 3 | 4 | 180 | 5 | 1 | 502 | 46 | 231 | 0 | 0
502 | 503 | 4NP:MECH_FLOOR_0_0_10148 | 6 | Floor | 10 | 10 | 14 | 0 | 2 | 0 | 3 | 4 | 180 | 5 | 1 | 503 | 46 | 254 | 0 | 0
503 | 504 | 4NP:MECH_CEILING_1_0_0 | 5 | Roof | 13 | 13 | 15.2 | 180 | 2.6 | 0 | 3 | 4 | 0 | 5 | 1 | 504 | 46 | 824 | 0 | 0
504 | 505 | 4NP:CORR6_PARTITION_8_0_10222 | 8 | Wall | 7.315 | 7.315 | 11.05 | 180 | 3.325 | 0 | 3 | 4 | 90 | 2.2 | 1 | 505 | 47 | 374 | 0 | 0
505 | 506 | 4NP:CORR6_PARTITION_9_0_10234 | 7 | Wall | 4.655 | 4.655 | 9.45 | 90 | 3.325 | 0 | 3 | 4 | 90 | 1.4 | 1 | 506 | 47 | 391 | 0 | 0
506 | 507 | 4NP:CORR6_PARTITION_6_0_10270 | 7 | Wall | 8.645 | 8.645 | 11.85 | 270 | 3.325 | 0 | 3 | 4 | 90 | 2.6 | 1 | 507 | 47 | 498 | 0 | 0
507 | 508 | 4NP:CORR6_PARTITION_5_0_10271 | 7 | Wall | 16.625 | 16.625 | 16.65 | 180 | 3.325 | 0 | 3 | 4 | 90 | 5 | 1 | 508 | 47 | 499 | 0 | 0
508 | 509 | 4NP:CORR6_WALL_2_0_0 | 9 | Wall | 6.0912 | 14.63 | 15.45 | 90 | 3.325 | 0 | 3 | 4 | 90 | 4.4 | 1 | 509 | 47 | 0 | 1 | 1
509 | 510 | 4NP:CORR6_WALL_2_0_0_0_0_0_WIN | 15 | Window | 7.4813 | 2.5627 | 6.93 | 90 | 2.395 | 0.02 | 4 | 4 | 90 | 1.07 | 1 | 509 | 47 | 0 | 1 | 1
510 | 511 | 4NP:CORR6_PARTITION_3_0_0 | 7 | Wall | 41.5858 | 41.5858 | 31.664 | 0 | 3.325 | 0 | 3 | 4 | 90 | 12.507 | 1 | 511 | 47 | 613 | 0 | 0
511 | 512 | 4NP:CORR6_PARTITION_4_0_0 | 7 | Wall | 7.315 | 7.315 | 11.05 | 270 | 3.325 | 0 | 3 | 4 | 90 | 2.2 | 1 | 512 | 47 | 556 | 0 | 0
512 | 513 | 4NP:CORR6_PARTITION_7_0_0 | 7 | Wall | 16.625 | 16.625 | 16.65 | 270 | 3.325 | 0 | 3 | 4 | 90 | 5 | 1 | 513 | 47 | 530 | 0 | 0
513 | 514 | 4NP:CORR6_PARTITION_10_0_0 | 7 | Wall | 13.3 | 13.3 | 14.65 | 90 | 3.325 | 0 | 3 | 4 | 90 | 4 | 1 | 514 | 47 | 536 | 0 | 0
514 | 515 | 4NP:CORR6_PARTITION_11_0_0 | 7 | Wall | 17.6458 | 17.6458 | 17.264 | 180 | 3.325 | 0 | 3 | 4 | 90 | 5.307 | 1 | 515 | 47 | 537 | 0 | 0
515 | 516 | 4NP:CORR6_FLOOR_0_0_10138 | 6 | Floor | 11.88 | 11.88 | 15.2 | 0 | 5.4 | 0 | 3 | 4 | 180 | 2.2 | 1 | 516 | 47 | 232 | 0 | 0
516 | 517 | 4NP:CORR6_FLOOR_0_0_10139 | 6 | Floor | 1.5014 | 1.5014 | 15.414 | 0 | 0.2 | 0 | 3 | 4 | 180 | 7.507 | 1 | 517 | 47 | 233 | 0 | 0
517 | 518 | 4NP:CORR6_FLOOR_0_0_10149 | 6 | Floor | 1.389 | 1.389 | 10.0839 | 0 | 0.293 | 0 | 2 | 4 | 180 | 4.7909 | 1 | 518 | 47 | 255 | 0 | 0
518 | 519 | 4NP:CORR6_FLOOR_0_0_10150 | 6 | Floor | 2.535 | 2.535 | 11.014 | 0 | 0.507 | 0 | 3 | 4 | 180 | 5 | 1 | 519 | 47 | 256 | 0 | 0
519 | 520 | 4NP:CORR6_FLOOR_0_0_10151 | 6 | Floor | 2.52 | 2.52 | 6.4 | 0 | 1.4 | 0 | 3 | 4 | 180 | 1.8 | 1 | 520 | 47 | 257 | 0 | 0
520 | 521 | 4NP:CORR6_FLOOR_0_0_10152 | 6 | Floor | 9.52 | 9.52 | 12.4 | 0 | 2.8 | 0 | 3 | 4 | 180 | 3.4 | 1 | 521 | 47 | 258 | 0 | 0
521 | 522 | 4NP:CORR6_FLOOR_0_0_10163 | 6 | Floor | 17.2494 | 17.2494 | 16.614 | 0 | 4.2 | 0 | 3 | 4 | 180 | 4.107 | 1 | 522 | 47 | 268 | 0 | 0
522 | 523 | 4NP:CORR6_FLOOR_0_0_10166 | 6 | Floor | 3.36 | 3.36 | 7.6 | 0 | 1.4 | 0 | 3 | 4 | 180 | 2.4 | 1 | 523 | 47 | 275 | 0 | 0
523 | 524 | 4NP:CORR6_FLOOR_0_0_10171 | 6 | Floor | 5.1094 | 5.1094 | 10.1795 | 0 | 1.4 | 0 | 2 | 4 | 180 | 3.8902 | 1 | 524 | 47 | 285 | 0 | 0
524 | 525 | 4NP:CORR6_CEILING_1_0_0 | 5 | Roof | 11.88 | 11.88 | 15.2 | 180 | 5.4 | 0 | 3 | 4 | 0 | 2.2 | 1 | 525 | 47 | 837 | 0 | 0
525 | 526 | 4NP:CORR6_CEILING_1_0_1 | 5 | Roof | 11 | 11 | 14.4 | 180 | 2.2 | 0 | 3 | 4 | 0 | 5 | 1 | 526 | 47 | 838 | 0 | 0
526 | 527 | 4NP:CORR6_CEILING_1_0_2 | 5 | Roof | 33.0308 | 33.0308 | 23.814 | 180 | 4.4 | 0 | 3 | 4 | 0 | 7.507 | 1 | 527 | 47 | 839 | 0 | 0
527 | 528 | 4NP:OFFICE_PARTITION_5_0_10209 | 8 | Wall | 3.325 | 3.325 | 8.65 | 270 | 3.325 | 0 | 3 | 4 | 90 | 1 | 1 | 528 | 48 | 346 | 0 | 0
528 | 529 | 4NP:OFFICE_PARTITION_3_0_10273 | 7 | Wall | 16.625 | 16.625 | 16.65 | 0 | 3.325 | 0 | 3 | 4 | 90 | 5 | 1 | 529 | 48 | 501 | 0 | 0
529 | 530 | 4NP:OFFICE_PARTITION_2_0_10279 | 8 | Wall | 16.625 | 16.625 | 16.65 | 90 | 3.325 | 0 | 3 | 4 | 90 | 5 | 1 | 530 | 48 | 513 | 0 | 0
530 | 531 | 4NP:OFFICE_PARTITION_4_0_0 | 8 | Wall | 13.3 | 13.3 | 14.65 | 270 | 3.325 | 0 | 3 | 4 | 90 | 4 | 1 | 531 | 48 | 557 | 0 | 0
531 | 532 | 4NP:OFFICE_PARTITION_6_0_0 | 7 | Wall | 16.625 | 16.625 | 16.65 | 180 | 3.325 | 0 | 3 | 4 | 90 | 5 | 1 | 532 | 48 | 544 | 0 | 0
532 | 533 | 4NP:OFFICE_FLOOR_0_0_10140 | 6 | Floor | 25 | 25 | 20 | 0 | 5 | 0 | 3 | 4 | 180 | 5 | 1 | 533 | 48 | 234 | 0 | 0
533 | 534 | 4NP:OFFICE_CEILING_1_0_0 | 5 | Roof | 25 | 25 | 20 | 180 | 5 | 0 | 3 | 4 | 0 | 5 | 1 | 534 | 48 | 848 | 0 | 0
534 | 535 | 4NP:OFF5_PARTITION_5_0_10233 | 8 | Wall | 17.6458 | 17.6458 | 17.264 | 180 | 3.325 | 0 | 3 | 4 | 90 | 5.307 | 1 | 535 | 49 | 390 | 0 | 0
535 | 536 | 4NP:OFF5_PARTITION_4_0_10280 | 8 | Wall | 13.3 | 13.3 | 14.65 | 270 | 3.325 | 0 | 3 | 4 | 90 | 4 | 1 | 536 | 49 | 514 | 0 | 0
536 | 537 | 4NP:OFF5_PARTITION_3_0_10281 | 8 | Wall | 17.6458 | 17.6458 | 17.264 | 0 | 3.325 | 0 | 3 | 4 | 90 | 5.307 | 1 | 537 | 49 | 515 | 0 | 0
537 | 538 | 4NP:OFF5_WALL_2_0_0 | 9 | Wall | 4.7613 | 13.3 | 14.65 | 90 | 3.325 | 0 | 3 | 4 | 90 | 4 | 1 | 538 | 49 | 0 | 1 | 1
538 | 539 | 4NP:OFF5_WALL_2_0_0_0_0_0_WIN | 15 | Window | 7.4813 | 2.5627 | 6.93 | 90 | 2.395 | 0.02 | 4 | 4 | 90 | 1.07 | 1 | 538 | 49 | 0 | 1 | 1
539 | 540 | 4NP:OFF5_FLOOR_0_0_10141 | 6 | Floor | 21.228 | 21.228 | 18.614 | 0 | 4 | 0 | 3 | 4 | 180 | 5.307 | 1 | 540 | 49 | 235 | 0 | 0
540 | 541 | 4NP:OFF5_CEILING_1_0_0 | 5 | Roof | 21.228 | 21.228 | 18.614 | 180 | 4 | 0 | 3 | 4 | 0 | 5.307 | 1 | 541 | 49 | 855 | 0 | 0
541 | 542 | 4NP:SHAFT_PARTITION_4_0_10208 | 8 | Wall | 2.66 | 2.66 | 8.25 | 270 | 3.325 | 0 | 3 | 4 | 90 | 0.8 | 1 | 542 | 50 | 345 | 0 | 0
542 | 543 | 4NP:SHAFT_PARTITION_2_0_10223 | 8 | Wall | 2.66 | 2.66 | 8.25 | 90 | 3.325 | 0 | 3 | 4 | 90 | 0.8 | 1 | 543 | 50 | 375 | 0 | 0
543 | 544 | 4NP:SHAFT_PARTITION_3_0_10284 | 8 | Wall | 16.625 | 16.625 | 16.65 | 0 | 3.325 | 0 | 3 | 4 | 90 | 5 | 1 | 544 | 50 | 532 | 0 | 0
544 | 545 | 4NP:SHAFT_PARTITION_5_0_0 | 8 | Wall | 16.625 | 16.625 | 16.65 | 180 | 3.325 | 0 | 3 | 4 | 90 | 5 | 1 | 545 | 50 | 551 | 0 | 0
545 | 546 | 4NP:SHAFT_FLOOR_0_0_10130 | 6 | Floor | 4 | 4 | 11.6 | 0 | 0.8 | 0 | 3 | 4 | 180 | 5 | 1 | 546 | 50 | 213 | 0 | 0
546 | 547 | 4NP:SHAFT_CEILING_1_0_0 | 5 | Roof | 4 | 4 | 11.6 | 180 | 0.8 | 0 | 3 | 4 | 0 | 5 | 1 | 547 | 50 | 861 | 0 | 0
547 | 548 | 4NP:WC_PARTITION_5_0_10206 | 8 | Wall | 16.625 | 16.625 | 16.65 | 180 | 3.325 | 0 | 3 | 4 | 90 | 5 | 1 | 548 | 51 | 343 | 0 | 0
548 | 549 | 4NP:WC_PARTITION_4_0_10207 | 8 | Wall | 12.635 | 12.635 | 14.25 | 270 | 3.325 | 0 | 3 | 4 | 90 | 3.8 | 1 | 549 | 51 | 344 | 0 | 0
549 | 550 | 4NP:WC_PARTITION_2_0_10224 | 8 | Wall | 12.635 | 12.635 | 14.25 | 90 | 3.325 | 0 | 3 | 4 | 90 | 3.8 | 1 | 550 | 51 | 376 | 0 | 0
550 | 551 | 4NP:WC_PARTITION_3_0_10287 | 7 | Wall | 16.625 | 16.625 | 16.65 | 0 | 3.325 | 0 | 3 | 4 | 90 | 5 | 1 | 551 | 51 | 545 | 0 | 0
551 | 552 | 4NP:WC_FLOOR_0_0_10134 | 6 | Floor | 19 | 19 | 17.6 | 0 | 3.8 | 0 | 3 | 4 | 180 | 5 | 1 | 552 | 51 | 219 | 0 | 0
552 | 553 | 4NP:WC_CEILING_1_0_0 | 5 | Roof | 19 | 19 | 17.6 | 180 | 3.8 | 0 | 3 | 4 | 0 | 5 | 1 | 553 | 51 | 867 | 0 | 0
553 | 554 | 4NP:CORR_PARTITION_7_0_10210 | 8 | Wall | 9.31 | 9.31 | 12.25 | 180 | 3.325 | 0 | 3 | 4 | 90 | 2.8 | 1 | 554 | 52 | 347 | 0 | 0
554 | 555 | 4NP:CORR_PARTITION_9_0_10272 | 7 | Wall | 8.645 | 8.645 | 11.85 | 90 | 3.325 | 0 | 3 | 4 | 90 | 2.6 | 1 | 555 | 52 | 500 | 0 | 0
555 | 556 | 4NP:CORR_PARTITION_2_0_10278 | 8 | Wall | 7.315 | 7.315 | 11.05 | 90 | 3.325 | 0 | 3 | 4 | 90 | 2.2 | 1 | 556 | 52 | 512 | 0 | 0
556 | 557 | 4NP:CORR_PARTITION_8_0_10283 | 7 | Wall | 13.3 | 13.3 | 14.65 | 90 | 3.325 | 0 | 3 | 4 | 90 | 4 | 1 | 557 | 52 | 531 | 0 | 0
557 | 558 | 4NP:CORR_PARTITION_3_0_0 | 7 | Wall | 24.9608 | 24.9608 | 21.664 | 0 | 3.325 | 0 | 3 | 4 | 90 | 7.507 | 1 | 558 | 52 | 614 | 0 | 0
558 | 559 | 4NP:CORR_WALL_4_0_0 | 9 | Wall | 3.6175 | 9.31 | 12.25 | 270 | 3.325 | 0 | 3 | 4 | 90 | 2.8 | 1 | 559 | 52 | 0 | 1 | 1
559 | 560 | 4NP:CORR_WALL_4_0_0_0_0_0_WIN | 15 | Window | 4.9875 | 2.5627 | 6.93 | 270 | 2.395 | 0.02 | 4 | 4 | 90 | 1.07 | 1 | 559 | 52 | 0 | 1 | 1
560 | 561 | 4NP:CORR_PARTITION_5_0_0 | 7 | Wall | 15.6508 | 15.6508 | 16.064 | 180 | 3.325 | 0 | 3 | 4 | 90 | 4.707 | 1 | 561 | 52 | 576 | 0 | 0
561 | 562 | 4NP:CORR_PARTITION_6_0_0 | 7 | Wall | 19.95 | 19.95 | 18.65 | 270 | 3.325 | 0 | 3 | 4 | 90 | 6 | 1 | 562 | 52 | 577 | 0 | 0
562 | 563 | 4NP:CORR_FLOOR_0_0_10021 | 6 | Floor | 19.8996 | 19.8996 | 19.814 | 0 | 7.107 | 0 | 3 | 4 | 180 | 2.8 | 1 | 563 | 52 | 46 | 0 | 0
563 | 564 | 4NP:CORR_FLOOR_0_0_10175 | 6 | Floor | 5.2106 | 5.2106 | 11.628 | 0 | 1.107 | 0 | 3 | 4 | 180 | 4.707 | 1 | 564 | 52 | 295 | 0 | 0
564 | 565 | 4NP:CORR_EXTFLOOR_0_2_0 | 13 | Floor | 12.7094 | 12.7094 | 18.4 | 0 | 1.693 | 0 | 3 | 4 | 180 | 7.507 | 1 | 565 | 52 | 0 | 1 | 1
565 | 566 | 4NP:CORR_CEILING_1_0_0 | 5 | Roof | 13.1796 | 13.1796 | 15.014 | 180 | 2.8 | 0 | 3 | 4 | 0 | 4.707 | 1 | 566 | 52 | 878 | 0 | 0
566 | 567 | 4NP:CORR_CEILING_1_0_1 | 5 | Roof | 24.64 | 24.64 | 23.2 | 180 | 8.8 | 0 | 3 | 4 | 0 | 2.8 | 1 | 567 | 52 | 879 | 0 | 0
567 | 568 | 4NP:OFF6_PARTITION_2_0_10212 | 8 | Wall | 13.3 | 13.3 | 14.65 | 90 | 3.325 | 0 | 3 | 4 | 90 | 4 | 1 | 568 | 53 | 349 | 0 | 0
568 | 569 | 4NP:OFF6_PARTITION_5_0_10213 | 8 | Wall | 7.6708 | 7.6708 | 11.264 | 180 | 3.325 | 0 | 3 | 4 | 90 | 2.307 | 1 | 569 | 53 | 350 | 0 | 0
569 | 570 | 4NP:OFF6_PARTITION_3_0_0 | 7 | Wall | 7.6708 | 7.6708 | 11.264 | 0 | 3.325 | 0 | 3 | 4 | 90 | 2.307 | 1 | 570 | 53 | 578 | 0 | 0
570 | 571 | 4NP:OFF6_WALL_4_0_0 | 9 | Wall | 4.7613 | 13.3 | 14.65 | 270 | 3.325 | 0 | 3 | 4 | 90 | 4 | 1 | 571 | 53 | 0 | 1 | 1
571 | 572 | 4NP:OFF6_WALL_4_0_0_0_0_0_WIN | 15 | Window | 7.4813 | 2.5627 | 6.93 | 270 | 2.395 | 0.02 | 4 | 4 | 90 | 1.07 | 1 | 571 | 53 | 0 | 1 | 1
572 | 573 | 4NP:OFF6_FLOOR_0_0_10022 | 6 | Floor | 9.2276 | 9.2276 | 12.6104 | 0 | 3.0377 | 0 | 9 | 5 | 180 | 3.0377 | 1 | 573 | 53 | 47 | 0 | 0
573 | 574 | 4NP:OFF6_CEILING_1_0_0 | 5 | Roof | 9.228 | 9.228 | 12.614 | 180 | 4 | 0 | 3 | 4 | 0 | 2.307 | 1 | 574 | 53 | 887 | 0 | 0
574 | 575 | 4NP:OFF7_PARTITION_6_0_10211 | 8 | Wall | 7.98 | 7.98 | 11.45 | 180 | 3.325 | 0 | 3 | 4 | 90 | 2.4 | 1 | 575 | 54 | 348 | 0 | 0
575 | 576 | 4NP:OFF7_PARTITION_3_0_10292 | 8 | Wall | 15.6508 | 15.6508 | 16.064 | 0 | 3.325 | 0 | 3 | 4 | 90 | 4.707 | 1 | 576 | 54 | 561 | 0 | 0
576 | 577 | 4NP:OFF7_PARTITION_2_0_10293 | 8 | Wall | 19.95 | 19.95 | 18.65 | 90 | 3.325 | 0 | 3 | 4 | 90 | 6 | 1 | 577 | 54 | 562 | 0 | 0
577 | 578 | 4NP:OFF7_PARTITION_5_0_10295 | 8 | Wall | 7.6708 | 7.6708 | 11.264 | 180 | 3.325 | 0 | 3 | 4 | 90 | 2.307 | 1 | 578 | 54 | 570 | 0 | 0
578 | 579 | 4NP:OFF7_WALL_4_0_0 | 9 | Wall | 8.565 | 19.95 | 18.65 | 270 | 3.325 | 0 | 3 | 4 | 90 | 6 | 1 | 579 | 54 | 0 | 1 | 1
579 | 580 | 4NP:OFF7_WALL_4_0_0_0_0_0_WIN | 15 | Window | 9.975 | 2.5627 | 6.93 | 270 | 2.395 | 0.02 | 4 | 4 | 90 | 1.07 | 1 | 579 | 54 | 0 | 1 | 1
580 | 581 | 4NP:OFF7_FLOOR_0_0_10176 | 6 | Floor | 28.242 | 28.242 | 21.414 | 0 | 6 | 0 | 3 | 4 | 180 | 4.707 | 1 | 581 | 54 | 296 | 0 | 0
581 | 582 | 4NP:OFF7_CEILING_1_0_0 | 5 | Roof | 28.242 | 28.242 | 21.414 | 180 | 6 | 0 | 3 | 4 | 0 | 4.707 | 1 | 582 | 54 | 895 | 0 | 0
582 | 583 | 4NP:OFF8_PARTITION_4_0_10248 | 8 | Wall | 26.2908 | 26.2908 | 22.464 | 0 | 3.325 | 0 | 3 | 4 | 90 | 7.907 | 1 | 583 | 55 | 425 | 0 | 0
583 | 584 | 4NP:OFF8_PARTITION_2_0_0 | 7 | Wall | 16.3158 | 16.3158 | 16.464 | 90 | 3.325 | 0 | 3 | 4 | 90 | 4.907 | 1 | 584 | 55 | 594 | 0 | 0
584 | 585 | 4NP:OFF8_PARTITION_3_0_0 | 8 | Wall | 1.33 | 1.33 | 7.45 | 90 | 3.325 | 0 | 3 | 4 | 90 | 0.4 | 1 | 585 | 55 | 606 | 0 | 0
585 | 586 | 4NP:OFF8_WALL_5_0_0 | 9 | Wall | 6.2608 | 17.6458 | 17.264 | 270 | 3.325 | 0 | 3 | 4 | 90 | 5.307 | 1 | 586 | 55 | 0 | 1 | 1
586 | 587 | 4NP:OFF8_WALL_5_0_0_0_0_0_WIN | 15 | Window | 9.975 | 2.5627 | 6.93 | 270 | 2.395 | 0.02 | 4 | 4 | 90 | 1.07 | 1 | 586 | 55 | 0 | 1 | 1
587 | 588 | 4NP:OFF8_WALL_6_0_0 | 9 | Wall | 9.2133 | 26.2908 | 22.464 | 180 | 3.325 | 0 | 3 | 4 | 90 | 7.907 | 1 | 588 | 55 | 0 | 1 | 1
588 | 589 | 4NP:OFF8_WALL_6_0_0_0_0_0_WIN | 15 | Window | 14.9625 | 2.5627 | 6.93 | 180 | 2.395 | 0.02 | 4 | 4 | 90 | 1.07 | 1 | 588 | 55 | 0 | 1 | 1
589 | 590 | 4NP:OFF8_FLOOR_0_0_10121 | 6 | Floor | 39.5928 | 39.5928 | 25.628 | 0 | 5.2 | 0 | 3 | 4 | 180 | 7.614 | 1 | 590 | 55 | 195 | 0 | 0
590 | 591 | 4NP:OFF8_FLOOR_0_0_10122 | 6 | Floor | 0.84605 | 0.84605 | 16.028 | 0 | 0.107 | 0 | 3 | 4 | 180 | 7.907 | 1 | 591 | 55 | 196 | 0 | 0
591 | 592 | 4NP:OFF8_EXTFLOOR_0_1_0 | 13 | Floor | 1.5236 | 1.5236 | 10.986 | 0 | 5.2 | 0 | 3 | 4 | 180 | 0.293 | 1 | 592 | 55 | 0 | 1 | 1
592 | 593 | 4NP:OFF8_CEILING_1_0_0 | 5 | Roof | 41.9624 | 41.9624 | 26.428 | 180 | 5.307 | 0 | 3 | 4 | 0 | 7.907 | 1 | 593 | 55 | 904 | 0 | 0
593 | 594 | 4NP:OFF9_PARTITION_4_0_10298 | 8 | Wall | 16.3158 | 16.3158 | 16.464 | 270 | 3.325 | 0 | 3 | 4 | 90 | 4.907 | 1 | 594 | 56 | 584 | 0 | 0
594 | 595 | 4NP:OFF9_WALL_2_0_0 | 9 | Wall | 4.9308 | 16.3158 | 16.464 | 90 | 3.325 | 0 | 3 | 4 | 90 | 4.907 | 1 | 595 | 56 | 0 | 1 | 1
595 | 596 | 4NP:OFF9_WALL_2_0_0_0_0_0_WIN | 15 | Window | 9.975 | 2.5627 | 6.93 | 90 | 2.395 | 0.02 | 4 | 4 | 90 | 1.07 | 1 | 595 | 56 | 0 | 1 | 1
596 | 597 | 4NP:OFF9_PARTITION_3_0_0 | 8 | Wall | 40.2558 | 40.2558 | 30.864 | 0 | 3.325 | 0 | 3 | 4 | 90 | 12.107 | 1 | 597 | 56 | 607 | 0 | 0
597 | 598 | 4NP:OFF9_WALL_5_0_0 | 9 | Wall | 11.7933 | 40.2558 | 30.864 | 180 | 3.325 | 0 | 3 | 4 | 90 | 12.107 | 1 | 598 | 56 | 0 | 1 | 1
598 | 599 | 4NP:OFF9_WALL_5_0_0_0_0_0_WIN | 15 | Window | 24.9375 | 2.5627 | 6.93 | 180 | 2.395 | 0.02 | 4 | 4 | 90 | 1.07 | 1 | 598 | 56 | 0 | 1 | 1
599 | 600 | 4NP:OFF9_EXTFLOOR_0_0_0 | 13 | Floor | 59.409 | 59.409 | 34.028 | 0 | 4.907 | 0 | 3 | 4 | 180 | 12.107 | 1 | 600 | 56 | 0 | 1 | 1
600 | 601 | 4NP:OFF9_CEILING_1_0_0 | 5 | Roof | 59.409 | 59.409 | 34.028 | 180 | 4.907 | 0 | 3 | 4 | 0 | 12.107 | 1 | 601 | 56 | 912 | 0 | 0
601 | 602 | 4NP:LOBBY_PARTITION_4_0_10230 | 8 | Wall | 7.315 | 7.315 | 11.05 | 0 | 3.325 | 0 | 3 | 4 | 90 | 2.2 | 1 | 602 | 57 | 382 | 0 | 0
602 | 603 | 4NP:LOBBY_PARTITION_6_0_10249 | 8 | Wall | 12.635 | 12.635 | 14.25 | 270 | 3.325 | 0 | 3 | 4 | 90 | 3.8 | 1 | 603 | 57 | 426 | 0 | 0
603 | 604 | 4NP:LOBBY_PARTITION_5_0_10265 | 7 | Wall | 15.295 | 15.295 | 15.85 | 0 | 3.325 | 0 | 3 | 4 | 90 | 4.6 | 1 | 604 | 57 | 480 | 0 | 0
604 | 605 | 4NP:LOBBY_PARTITION_3_0_10267 | 7 | Wall | 17.6458 | 17.6458 | 17.264 | 0 | 3.325 | 0 | 3 | 4 | 90 | 5.307 | 1 | 605 | 57 | 488 | 0 | 0
605 | 606 | 4NP:LOBBY_PARTITION_7_0_10299 | 7 | Wall | 1.33 | 1.33 | 7.45 | 270 | 3.325 | 0 | 3 | 4 | 90 | 0.4 | 1 | 606 | 57 | 585 | 0 | 0
606 | 607 | 4NP:LOBBY_PARTITION_8_0_10301 | 7 | Wall | 40.2558 | 40.2558 | 30.864 | 180 | 3.325 | 0 | 3 | 4 | 90 | 12.107 | 1 | 607 | 57 | 597 | 0 | 0
607 | 608 | 4NP:LOBBY_WALL_2_0_0 | 9 | Wall | 5.4262 | 13.965 | 15.05 | 90 | 3.325 | 0 | 3 | 4 | 90 | 4.2 | 1 | 608 | 57 | 0 | 1 | 1
608 | 609 | 4NP:LOBBY_WALL_2_0_0_0_0_0_WIN | 15 | Window | 7.4813 | 2.5627 | 6.93 | 90 | 2.395 | 0.02 | 4 | 4 | 90 | 1.07 | 1 | 608 | 57 | 0 | 1 | 1
609 | 610 | 4NP:LOBBY_FLOOR_0_0_10128 | 6 | Floor | 47.302 | 47.302 | 32.028 | 0 | 3.907 | 0 | 3 | 4 | 180 | 12.107 | 1 | 610 | 57 | 207 | 0 | 0
610 | 611 | 4NP:LOBBY_EXTFLOOR_0_1_0 | 13 | Floor | 3.5474 | 3.5474 | 24.8 | 0 | 0.293 | 0 | 3 | 4 | 180 | 12.107 | 1 | 611 | 57 | 0 | 1 | 1
611 | 612 | 4NP:LOBBY_CEILING_1_0_0 | 5 | Roof | 50.8494 | 50.8494 | 32.614 | 180 | 4.2 | 0 | 3 | 4 | 0 | 12.107 | 1 | 612 | 57 | 922 | 0 | 0
612 | 613 | 4NP:OFF_PARTITION_6_0_10277 | 8 | Wall | 41.5858 | 41.5858 | 31.664 | 180 | 3.325 | 0 | 3 | 4 | 90 | 12.507 | 1 | 613 | 58 | 511 | 0 | 0
613 | 614 | 4NP:OFF_PARTITION_5_0_10291 | 8 | Wall | 24.9608 | 24.9608 | 21.664 | 180 | 3.325 | 0 | 3 | 4 | 90 | 7.507 | 1 | 614 | 58 | 558 | 0 | 0
614 | 615 | 4NP:OFF_WALL_2_0_0 | 9 | Wall | 7.112 | 15.6508 | 16.064 | 90 | 3.325 | 0 | 3 | 4 | 90 | 4.707 | 1 | 615 | 58 | 0 | 1 | 1
615 | 616 | 4NP:OFF_WALL_2_0_0_0_0_0_WIN | 15 | Window | 7.4813 | 2.5627 | 6.93 | 90 | 2.395 | 0.02 | 4 | 4 | 90 | 1.07 | 1 | 615 | 58 | 0 | 1 | 1
616 | 617 | 4NP:OFF_WALL_3_0_0 | 9 | Wall | 21.0066 | 66.5465 | 46.678 | 0 | 3.325 | 0 | 3 | 4 | 90 | 20.014 | 1 | 617 | 58 | 0 | 1 | 1
617 | 618 | 4NP:OFF_WALL_3_0_0_0_0_0_WIN | 15 | Window | 39.9 | 2.5627 | 6.93 | 0 | 2.395 | 0.02 | 4 | 4 | 90 | 1.07 | 1 | 617 | 58 | 0 | 1 | 1
618 | 619 | 4NP:OFF_WALL_4_0_0 | 9 | Wall | 7.112 | 15.6508 | 16.064 | 270 | 3.325 | 0 | 3 | 4 | 90 | 4.707 | 1 | 619 | 58 | 0 | 1 | 1
619 | 620 | 4NP:OFF_WALL_4_0_0_0_0_0_WIN | 15 | Window | 7.4813 | 2.5627 | 6.93 | 270 | 2.395 | 0.02 | 4 | 4 | 90 | 1.07 | 1 | 619 | 58 | 0 | 1 | 1
620 | 621 | 4NP:OFF_FLOOR_0_0_10153 | 6 | Floor | 15.3672 | 15.3672 | 15.6398 | 0 | 3.9201 | 0 | 9 | 5 | 180 | 3.9201 | 1 | 621 | 58 | 259 | 0 | 0
621 | 622 | 4NP:OFF_FLOOR_0_0_10154 | 6 | Floor | 8.4726 | 8.4726 | 13.014 | 0 | 4.707 | 0 | 3 | 4 | 180 | 1.8 | 1 | 622 | 58 | 260 | 0 | 0
622 | 623 | 4NP:OFF_FLOOR_0_0_10164 | 6 | Floor | 19.3316 | 19.3316 | 17.628 | 0 | 4.707 | 0 | 3 | 4 | 180 | 4.107 | 1 | 623 | 58 | 269 | 0 | 0
623 | 624 | 4NP:OFF_FLOOR_0_0_10167 | 6 | Floor | 2.88 | 2.88 | 7.2 | 0 | 1.2 | 0 | 3 | 4 | 180 | 2.4 | 1 | 624 | 58 | 276 | 0 | 0
624 | 625 | 4NP:OFF_FLOOR_0_0_10172 | 6 | Floor | 2.4 | 2.4 | 6.4 | 0 | 1.2 | 0 | 3 | 4 | 180 | 2 | 1 | 625 | 58 | 286 | 0 | 0
625 | 626 | 4NP:OFF_FLOOR_0_0_10173 | 6 | Floor | 2.8874 | 2.8874 | 9.8417 | 0 | 4.0987 | 0 | 1 | 3 | 180 | 1.4089 | 1 | 626 | 58 | 287 | 0 | 0
626 | 627 | 4NP:OFF_EXTFLOOR_0_4_0 | 13 | Floor | 42.8671 | 42.8671 | 27.8985 | 0 | 4.9773 | 0 | 2 | 4 | 180 | 8.2981 | 1 | 627 | 58 | 0 | 1 | 1
627 | 628 | 4NP:OFF_CEILING_1_0_0 | 5 | Roof | 94.2059 | 94.2059 | 49.442 | 180 | 4.707 | 0 | 3 | 4 | 0 | 20.014 | 1 | 628 | 58 | 932 | 0 | 0
628 | 629 | 5NP:CORR1_PARTITION_2_0_0 | 7 | Wall | 3.325 | 3.325 | 8.65 | 90 | 3.325 | 0 | 3 | 4 | 90 | 1 | 1 | 629 | 59 | 638 | 0 | 0
629 | 630 | 5NP:CORR1_PARTITION_3_0_0 | 7 | Wall | 20.3058 | 20.3058 | 18.864 | 90 | 3.325 | 0 | 3 | 4 | 90 | 6.107 | 1 | 630 | 59 | 722 | 0 | 0
630 | 631 | 5NP:CORR1_WALL_4_0_0 | 9 | Wall | 4.6383 | 10.3308 | 12.864 | 0 | 3.325 | 0 | 3 | 4 | 90 | 3.107 | 1 | 631 | 59 | 0 | 1 | 1
631 | 632 | 5NP:CORR1_WALL_4_0_0_0_0_0_WIN | 15 | Window | 4.9875 | 2.5627 | 6.93 | 0 | 2.395 | 0.02 | 4 | 4 | 90 | 1.07 | 1 | 631 | 59 | 0 | 1 | 1
632 | 633 | 5NP:CORR1_WALL_5_0_0 | 9 | Wall | 9.3995 | 23.6308 | 20.864 | 270 | 3.325 | 0 | 3 | 4 | 90 | 7.107 | 1 | 633 | 59 | 0 | 1 | 1
633 | 634 | 5NP:CORR1_WALL_5_0_0_0_0_0_WIN | 15 | Window | 12.4688 | 2.5627 | 6.93 | 270 | 2.395 | 0.02 | 4 | 4 | 90 | 1.07 | 1 | 633 | 59 | 0 | 1 | 1
634 | 635 | 5NP:CORR1_PARTITION_6_0_0 | 7 | Wall | 10.3308 | 10.3308 | 12.864 | 180 | 3.325 | 0 | 3 | 4 | 90 | 3.107 | 1 | 635 | 59 | 729 | 0 | 0
635 | 636 | 5NP:CORR1_FLOOR_0_0_10177 | 6 | Floor | 22.0814 | 22.0814 | 20.428 | 0 | 7.107 | 0 | 3 | 4 | 180 | 3.107 | 1 | 636 | 59 | 306 | 0 | 0
636 | 637 | 5NP:CORR1_CEILING_1_0_0 | 5 | Roof | 22.0814 | 22.0814 | 20.428 | 180 | 7.107 | 0 | 3 | 4 | 0 | 3.107 | 1 | 637 | 59 | 1010 | 0 | 0
637 | 638 | 5NP:CORR2_PARTITION_7_0_10305 | 8 | Wall | 3.325 | 3.325 | 8.65 | 270 | 3.325 | 0 | 3 | 4 | 90 | 1 | 1 | 638 | 60 | 629 | 0 | 0
638 | 639 | 5NP:CORR2_PARTITION_2_0_0 | 7 | Wall | 10.64 | 10.64 | 13.05 | 90 | 3.325 | 0 | 3 | 4 | 90 | 3.2 | 1 | 639 | 60 | 650 | 0 | 0
639 | 640 | 5NP:CORR2_PARTITION_3_0_0 | 7 | Wall | 12.9908 | 12.9908 | 14.464 | 90 | 3.325 | 0 | 3 | 4 | 90 | 3.907 | 1 | 640 | 60 | 663 | 0 | 0
640 | 641 | 5NP:CORR2_WALL_4_0_0 | 9 | Wall | 2.9525 | 8.645 | 11.85 | 0 | 3.325 | 0 | 3 | 4 | 90 | 2.6 | 1 | 641 | 60 | 0 | 1 | 1
641 | 642 | 5NP:CORR2_WALL_4_0_0_0_0_0_WIN | 15 | Window | 4.9875 | 2.5627 | 6.93 | 0 | 2.395 | 0.02 | 4 | 4 | 90 | 1.07 | 1 | 641 | 60 | 0 | 1 | 1
642 | 643 | 5NP:CORR2_PARTITION_5_0_0 | 7 | Wall | 20.3058 | 20.3058 | 18.864 | 270 | 3.325 | 0 | 3 | 4 | 90 | 6.107 | 1 | 643 | 60 | 723 | 0 | 0
643 | 644 | 5NP:CORR2_PARTITION_6_0_0 | 7 | Wall | 7.98 | 7.98 | 11.45 | 0 | 3.325 | 0 | 3 | 4 | 90 | 2.4 | 1 | 644 | 60 | 724 | 0 | 0
644 | 645 | 5NP:CORR2_PARTITION_8_0_0 | 7 | Wall | 16.625 | 16.625 | 16.65 | 180 | 3.325 | 0 | 3 | 4 | 90 | 5 | 1 | 645 | 60 | 730 | 0 | 0
645 | 646 | 5NP:CORR2_FLOOR_0_0_10181 | 6 | Floor | 15.8782 | 15.8782 | 17.414 | 0 | 6.107 | 0 | 3 | 4 | 180 | 2.6 | 1 | 646 | 60 | 317 | 0 | 0
646 | 647 | 5NP:CORR2_FLOOR_0_0_10182 | 6 | Floor | 5 | 5 | 12 | 0 | 1 | 0 | 3 | 4 | 180 | 5 | 1 | 647 | 60 | 318 | 0 | 0
647 | 648 | 5NP:CORR2_CEILING_1_0_0 | 5 | Roof | 15.8782 | 15.8782 | 17.414 | 180 | 6.107 | 0 | 3 | 4 | 0 | 2.6 | 1 | 648 | 60 | 1027 | 0 | 0
648 | 649 | 5NP:CORR2_CEILING_1_0_1 | 5 | Roof | 5 | 5 | 12 | 180 | 1 | 0 | 3 | 4 | 0 | 5 | 1 | 649 | 60 | 1028 | 0 | 0
649 | 650 | 5NP:MECH1_PARTITION_4_0_10310 | 8 | Wall | 10.64 | 10.64 | 13.05 | 270 | 3.325 | 0 | 3 | 4 | 90 | 3.2 | 1 | 650 | 61 | 639 | 0 | 0
650 | 651 | 5NP:MECH1_PARTITION_2_0_0 | 7 | Wall | 19.285 | 19.285 | 18.25 | 90 | 3.325 | 0 | 3 | 4 | 90 | 5.8 | 1 | 651 | 61 | 657 | 0 | 0
651 | 652 | 5NP:MECH1_PARTITION_3_0_0 | 8 | Wall | 6.65 | 6.65 | 10.65 | 0 | 3.325 | 0 | 3 | 4 | 90 | 2 | 1 | 652 | 61 | 664 | 0 | 0
652 | 653 | 5NP:MECH1_PARTITION_5_0_0 | 7 | Wall | 8.645 | 8.645 | 11.85 | 270 | 3.325 | 0 | 3 | 4 | 90 | 2.6 | 1 | 653 | 61 | 731 | 0 | 0
653 | 654 | 5NP:MECH1_PARTITION_6_0_0 | 8 | Wall | 6.65 | 6.65 | 10.65 | 180 | 3.325 | 0 | 3 | 4 | 90 | 2 | 1 | 654 | 61 | 739 | 0 | 0
654 | 655 | 5NP:MECH1_FLOOR_0_0_10188 | 6 | Floor | 11.6 | 11.6 | 15.6 | 0 | 5.8 | 0 | 3 | 4 | 180 | 2 | 1 | 655 | 61 | 327 | 0 | 0
655 | 656 | 5NP:MECH1_CEILING_1_0_0 | 5 | Roof | 11.6 | 11.6 | 15.6 | 180 | 5.8 | 0 | 3 | 4 | 0 | 2 | 1 | 656 | 61 | 1084 | 0 | 0
656 | 657 | 5NP:WC1_PARTITION_4_0_10316 | 8 | Wall | 19.285 | 19.285 | 18.25 | 270 | 3.325 | 0 | 3 | 4 | 90 | 5.8 | 1 | 657 | 62 | 651 | 0 | 0
657 | 658 | 5NP:WC1_PARTITION_2_0_0 | 8 | Wall | 19.285 | 19.285 | 18.25 | 90 | 3.325 | 0 | 3 | 4 | 90 | 5.8 | 1 | 658 | 62 | 665 | 0 | 0
658 | 659 | 5NP:WC1_PARTITION_3_0_0 | 8 | Wall | 9.975 | 9.975 | 12.65 | 0 | 3.325 | 0 | 3 | 4 | 90 | 3 | 1 | 659 | 62 | 666 | 0 | 0
659 | 660 | 5NP:WC1_PARTITION_5_0_0 | 8 | Wall | 9.975 | 9.975 | 12.65 | 180 | 3.325 | 0 | 3 | 4 | 90 | 3 | 1 | 660 | 62 | 740 | 0 | 0
660 | 661 | 5NP:WC1_FLOOR_0_0_10193 | 6 | Floor | 17.4 | 17.4 | 17.6 | 0 | 5.8 | 0 | 3 | 4 | 180 | 3 | 1 | 661 | 62 | 334 | 0 | 0
661 | 662 | 5NP:WC1_CEILING_1_0_0 | 5 | Roof | 17.4 | 17.4 | 17.6 | 180 | 5.8 | 0 | 3 | 4 | 0 | 3 | 1 | 662 | 62 | 1090 | 0 | 0
662 | 663 | 5NP:CORR3_PARTITION_16_0_10311 | 8 | Wall | 12.9908 | 12.9908 | 14.464 | 270 | 3.325 | 0 | 3 | 4 | 90 | 3.907 | 1 | 663 | 63 | 640 | 0 | 0
663 | 664 | 5NP:CORR3_PARTITION_17_0_10317 | 7 | Wall | 6.65 | 6.65 | 10.65 | 180 | 3.325 | 0 | 3 | 4 | 90 | 2 | 1 | 664 | 63 | 652 | 0 | 0
664 | 665 | 5NP:CORR3_PARTITION_19_0_10321 | 7 | Wall | 19.285 | 19.285 | 18.25 | 270 | 3.325 | 0 | 3 | 4 | 90 | 5.8 | 1 | 665 | 63 | 658 | 0 | 0
665 | 666 | 5NP:CORR3_PARTITION_18_0_10322 | 7 | Wall | 9.975 | 9.975 | 12.65 | 180 | 3.325 | 0 | 3 | 4 | 90 | 3 | 1 | 666 | 63 | 659 | 0 | 0
666 | 667 | 5NP:CORR3_PARTITION_2_0_0 | 7 | Wall | 3.325 | 3.325 | 8.65 | 90 | 3.325 | 0 | 3 | 4 | 90 | 1 | 1 | 667 | 63 | 693 | 0 | 0
667 | 668 | 5NP:CORR3_PARTITION_3_0_0 | 7 | Wall | 9.31 | 9.31 | 12.25 | 90 | 3.325 | 0 | 3 | 4 | 90 | 2.8 | 1 | 668 | 63 | 787 | 0 | 0
668 | 669 | 5NP:CORR3_PARTITION_4_0_0 | 7 | Wall | 16.625 | 16.625 | 16.65 | 180 | 3.325 | 0 | 3 | 4 | 90 | 5 | 1 | 669 | 63 | 788 | 0 | 0
669 | 670 | 5NP:CORR3_PARTITION_5_0_0 | 7 | Wall | 6.65 | 6.65 | 10.65 | 90 | 3.325 | 0 | 3 | 4 | 90 | 2 | 1 | 670 | 63 | 699 | 0 | 0
670 | 671 | 5NP:CORR3_PARTITION_6_0_0 | 7 | Wall | 16.625 | 16.625 | 16.65 | 0 | 3.325 | 0 | 3 | 4 | 90 | 5 | 1 | 671 | 63 | 863 | 0 | 0
671 | 672 | 5NP:CORR3_PARTITION_7_0_0 | 7 | Wall | 12.635 | 12.635 | 14.25 | 90 | 3.325 | 0 | 3 | 4 | 90 | 3.8 | 1 | 672 | 63 | 864 | 0 | 0
672 | 673 | 5NP:CORR3_PARTITION_8_0_0 | 7 | Wall | 2.66 | 2.66 | 8.25 | 90 | 3.325 | 0 | 3 | 4 | 90 | 0.8 | 1 | 673 | 63 | 857 | 0 | 0
673 | 674 | 5NP:CORR3_PARTITION_9_0_0 | 7 | Wall | 3.325 | 3.325 | 8.65 | 90 | 3.325 | 0 | 3 | 4 | 90 | 1 | 1 | 674 | 63 | 843 | 0 | 0
674 | 675 | 5NP:CORR3_PARTITION_10_0_0 | 7 | Wall | 9.31 | 9.31 | 12.25 | 0 | 3.325 | 0 | 3 | 4 | 90 | 2.8 | 1 | 675 | 63 | 869 | 0 | 0
675 | 676 | 5NP:CORR3_PARTITION_11_0_0 | 7 | Wall | 7.98 | 7.98 | 11.45 | 0 | 3.325 | 0 | 3 | 4 | 90 | 2.4 | 1 | 676 | 63 | 889 | 0 | 0
676 | 677 | 5NP:CORR3_PARTITION_12_0_0 | 7 | Wall | 13.3 | 13.3 | 14.65 | 270 | 3.325 | 0 | 3 | 4 | 90 | 4 | 1 | 677 | 63 | 882 | 0 | 0
677 | 678 | 5NP:CORR3_PARTITION_13_0_0 | 7 | Wall | 7.6708 | 7.6708 | 11.264 | 0 | 3.325 | 0 | 3 | 4 | 90 | 2.307 | 1 | 678 | 63 | 883 | 0 | 0
678 | 679 | 5NP:CORR3_WALL_14_0_0 | 9 | Wall | 0.30923 | 0.30923 | 6.836 | 270 | 3.325 | 0 | 3 | 4 | 90 | 0.093 | 1 | 679 | 63 | 0 | 1 | 1
679 | 680 | 5NP:CORR3_WALL_15_0_0 | 9 | Wall | 0.97423 | 0.97423 | 7.236 | 0 | 3.325 | 0 | 3 | 4 | 90 | 0.293 | 1 | 680 | 63 | 0 | 1 | 1
680 | 681 | 5NP:CORR3_PARTITION_20_0_0 | 7 | Wall | 9.31 | 9.31 | 12.25 | 180 | 3.325 | 0 | 3 | 4 | 90 | 2.8 | 1 | 681 | 63 | 741 | 0 | 0
681 | 682 | 5NP:CORR3_PARTITION_21_0_0 | 8 | Wall | 7.98 | 7.98 | 11.45 | 90 | 3.325 | 0 | 3 | 4 | 90 | 2.4 | 1 | 682 | 63 | 780 | 0 | 0
682 | 683 | 5NP:CORR3_FLOOR_0_0_10197 | 6 | Floor | 10 | 10 | 14 | 0 | 2 | 0 | 3 | 4 | 180 | 5 | 1 | 683 | 63 | 360 | 0 | 0
683 | 684 | 5NP:CORR3_FLOOR_0_0_10198 | 6 | Floor | 20.8 | 20.8 | 18.4 | 0 | 4 | 0 | 3 | 4 | 180 | 5.2 | 1 | 684 | 63 | 361 | 0 | 0
684 | 685 | 5NP:CORR3_FLOOR_0_0_10199 | 6 | Floor | 0.69815 | 0.69815 | 15.2 | 0 | 0.093 | 0 | 3 | 4 | 180 | 7.507 | 1 | 685 | 63 | 362 | 0 | 0
685 | 686 | 5NP:CORR3_FLOOR_0_0_10200 | 6 | Floor | 19.535 | 19.535 | 17.814 | 0 | 3.907 | 0 | 3 | 4 | 180 | 5 | 1 | 686 | 63 | 363 | 0 | 0
686 | 687 | 5NP:CORR3_FLOOR_0_0_10201 | 6 | Floor | 27.1796 | 27.1796 | 25.014 | 0 | 9.707 | 0 | 3 | 4 | 180 | 2.8 | 1 | 687 | 63 | 364 | 0 | 0
687 | 688 | 5NP:CORR3_CEILING_1_0_0 | 5 | Roof | 10 | 10 | 14 | 180 | 2 | 0 | 3 | 4 | 0 | 5 | 1 | 688 | 63 | 1051 | 0 | 0
688 | 689 | 5NP:CORR3_CEILING_1_0_1 | 5 | Roof | 20.8 | 20.8 | 18.4 | 180 | 4 | 0 | 3 | 4 | 0 | 5.2 | 1 | 689 | 63 | 1052 | 0 | 0
689 | 690 | 5NP:CORR3_CEILING_1_0_2 | 5 | Roof | 0.69815 | 0.69815 | 15.2 | 180 | 0.093 | 0 | 3 | 4 | 0 | 7.507 | 1 | 690 | 63 | 1053 | 0 | 0
690 | 691 | 5NP:CORR3_CEILING_1_0_3 | 5 | Roof | 19.535 | 19.535 | 17.814 | 180 | 3.907 | 0 | 3 | 4 | 0 | 5 | 1 | 691 | 63 | 1054 | 0 | 0
691 | 692 | 5NP:CORR3_CEILING_1_0_4 | 5 | Roof | 27.1796 | 27.1796 | 25.014 | 180 | 9.707 | 0 | 3 | 4 | 0 | 2.8 | 1 | 692 | 63 | 1055 | 0 | 0
692 | 693 | 5NP:SHAFT1_PARTITION_4_0_10329 | 8 | Wall | 3.325 | 3.325 | 8.65 | 270 | 3.325 | 0 | 3 | 4 | 90 | 1 | 1 | 693 | 64 | 667 | 0 | 0
693 | 694 | 5NP:SHAFT1_PARTITION_2_0_0 | 8 | Wall | 3.325 | 3.325 | 8.65 | 90 | 3.325 | 0 | 3 | 4 | 90 | 1 | 1 | 694 | 64 | 700 | 0 | 0
694 | 695 | 5NP:SHAFT1_PARTITION_3_0_0 | 8 | Wall | 16.625 | 16.625 | 16.65 | 0 | 3.325 | 0 | 3 | 4 | 90 | 5 | 1 | 695 | 64 | 789 | 0 | 0
695 | 696 | 5NP:SHAFT1_PARTITION_5_0_0 | 8 | Wall | 16.625 | 16.625 | 16.65 | 180 | 3.325 | 0 | 3 | 4 | 90 | 5 | 1 | 696 | 64 | 781 | 0 | 0
696 | 697 | 5NP:SHAFT1_FLOOR_0_0_10216 | 6 | Floor | 5 | 5 | 12 | 0 | 1 | 0 | 3 | 4 | 180 | 5 | 1 | 697 | 64 | 370 | 0 | 0
697 | 698 | 5NP:SHAFT1_CEILING_1_0_0 | 5 | Roof | 5 | 5 | 12 | 180 | 1 | 0 | 3 | 4 | 0 | 5 | 1 | 698 | 64 | 1096 | 0 | 0
698 | 699 | 5NP:CORR4_PARTITION_6_0_10332 | 8 | Wall | 6.65 | 6.65 | 10.65 | 270 | 3.325 | 0 | 3 | 4 | 90 | 2 | 1 | 699 | 65 | 670 | 0 | 0
699 | 700 | 5NP:CORR4_PARTITION_8_0_10344 | 7 | Wall | 3.325 | 3.325 | 8.65 | 270 | 3.325 | 0 | 3 | 4 | 90 | 1 | 1 | 700 | 65 | 694 | 0 | 0
700 | 701 | 5NP:CORR4_PARTITION_2_0_0 | 7 | Wall | 49.875 | 49.875 | 36.65 | 90 | 3.325 | 0 | 3 | 4 | 90 | 15 | 1 | 701 | 65 | 714 | 0 | 0
701 | 702 | 5NP:CORR4_PARTITION_3_0_0 | 7 | Wall | 7.315 | 7.315 | 11.05 | 0 | 3.325 | 0 | 3 | 4 | 90 | 2.2 | 1 | 702 | 65 | 826 | 0 | 0
702 | 703 | 5NP:CORR4_PARTITION_4_0_0 | 7 | Wall | 2.66 | 2.66 | 8.25 | 270 | 3.325 | 0 | 3 | 4 | 90 | 0.8 | 1 | 703 | 65 | 858 | 0 | 0
703 | 704 | 5NP:CORR4_PARTITION_5_0_0 | 7 | Wall | 12.635 | 12.635 | 14.25 | 270 | 3.325 | 0 | 3 | 4 | 90 | 3.8 | 1 | 704 | 65 | 865 | 0 | 0
704 | 705 | 5NP:CORR4_PARTITION_7_0_0 | 7 | Wall | 9.31 | 9.31 | 12.25 | 270 | 3.325 | 0 | 3 | 4 | 90 | 2.8 | 1 | 705 | 65 | 790 | 0 | 0
705 | 706 | 5NP:CORR4_PARTITION_9_0_0 | 8 | Wall | 7.98 | 7.98 | 11.45 | 270 | 3.325 | 0 | 3 | 4 | 90 | 2.4 | 1 | 706 | 65 | 782 | 0 | 0
706 | 707 | 5NP:CORR4_PARTITION_10_0_0 | 7 | Wall | 2.66 | 2.66 | 8.25 | 270 | 3.325 | 0 | 3 | 4 | 90 | 0.8 | 1 | 707 | 65 | 774 | 0 | 0
707 | 708 | 5NP:CORR4_PARTITION_11_0_0 | 7 | Wall | 7.315 | 7.315 | 11.05 | 270 | 3.325 | 0 | 3 | 4 | 90 | 2.2 | 1 | 708 | 65 | 814 | 0 | 0
708 | 709 | 5NP:CORR4_PARTITION_12_0_0 | 7 | Wall | 11.305 | 11.305 | 13.45 | 270 | 3.325 | 0 | 3 | 4 | 90 | 3.4 | 1 | 709 | 65 | 800 | 0 | 0
709 | 710 | 5NP:CORR4_PARTITION_13_0_0 | 7 | Wall | 7.315 | 7.315 | 11.05 | 180 | 3.325 | 0 | 3 | 4 | 90 | 2.2 | 1 | 710 | 65 | 914 | 0 | 0
710 | 711 | 5NP:CORR4_PARTITION_14_0_0 | 7 | Wall | 13.965 | 13.965 | 15.05 | 90 | 3.325 | 0 | 3 | 4 | 90 | 4.2 | 1 | 711 | 65 | 807 | 0 | 0
711 | 712 | 5NP:CORR4_FLOOR_0_0_10220 | 6 | Floor | 42.24 | 42.24 | 42.8 | 0 | 19.2 | 0 | 3 | 4 | 180 | 2.2 | 1 | 712 | 65 | 386 | 0 | 0
712 | 713 | 5NP:CORR4_CEILING_1_0_0 | 5 | Roof | 42.24 | 42.24 | 42.8 | 180 | 19.2 | 0 | 3 | 4 | 0 | 2.2 | 1 | 713 | 65 | 1075 | 0 | 0
713 | 714 | 5NP:OFF1_PARTITION_5_0_10348 | 8 | Wall | 49.875 | 49.875 | 36.65 | 270 | 3.325 | 0 | 3 | 4 | 90 | 15 | 1 | 714 | 66 | 701 | 0 | 0
714 | 715 | 5NP:OFF1_WALL_2_0_0 | 9 | Wall | 17.5287 | 54.53 | 39.45 | 90 | 3.325 | 0 | 3 | 4 | 90 | 16.4 | 1 | 715 | 66 | 0 | 1 | 1
715 | 716 | 5NP:OFF1_WALL_2_0_0_0_0_0_WIN | 15 | Window | 32.4188 | 2.5627 | 6.93 | 90 | 2.395 | 0.02 | 4 | 4 | 90 | 1.07 | 1 | 715 | 66 | 0 | 1 | 1
716 | 717 | 5NP:OFF1_PARTITION_3_0_0 | 7 | Wall | 17.6458 | 17.6458 | 17.264 | 0 | 3.325 | 0 | 3 | 4 | 90 | 5.307 | 1 | 717 | 66 | 850 | 0 | 0
717 | 718 | 5NP:OFF1_PARTITION_4_0_0 | 8 | Wall | 4.655 | 4.655 | 9.45 | 270 | 3.325 | 0 | 3 | 4 | 90 | 1.4 | 1 | 718 | 66 | 827 | 0 | 0
718 | 719 | 5NP:OFF1_PARTITION_6_0_0 | 7 | Wall | 17.6458 | 17.6458 | 17.264 | 180 | 3.325 | 0 | 3 | 4 | 90 | 5.307 | 1 | 719 | 66 | 808 | 0 | 0
719 | 720 | 5NP:OFF1_FLOOR_0_0_10232 | 6 | Floor | 87.0348 | 87.0348 | 43.414 | 0 | 16.4 | 0 | 3 | 4 | 180 | 5.307 | 1 | 720 | 66 | 394 | 0 | 0
720 | 721 | 5NP:OFF1_CEILING_1_0_0 | 5 | Roof | 87.0348 | 87.0348 | 43.414 | 180 | 16.4 | 0 | 3 | 4 | 0 | 5.307 | 1 | 721 | 66 | 976 | 0 | 0
721 | 722 | 5NP:SHAFT2_PARTITION_4_0_10306 | 8 | Wall | 20.3058 | 20.3058 | 18.864 | 270 | 3.325 | 0 | 3 | 4 | 90 | 6.107 | 1 | 722 | 67 | 630 | 0 | 0
722 | 723 | 5NP:SHAFT2_PARTITION_2_0_10312 | 8 | Wall | 20.3058 | 20.3058 | 18.864 | 90 | 3.325 | 0 | 3 | 4 | 90 | 6.107 | 1 | 723 | 67 | 643 | 0 | 0
723 | 724 | 5NP:SHAFT2_PARTITION_5_0_10313 | 8 | Wall | 7.98 | 7.98 | 11.45 | 180 | 3.325 | 0 | 3 | 4 | 90 | 2.4 | 1 | 724 | 67 | 644 | 0 | 0
724 | 725 | 5NP:SHAFT2_WALL_3_0_0 | 9 | Wall | 5.1338 | 7.98 | 11.45 | 0 | 3.325 | 0 | 3 | 4 | 90 | 2.4 | 1 | 725 | 67 | 0 | 1 | 1
725 | 726 | 5NP:SHAFT2_WALL_3_0_0_0_0_0_WIN | 15 | Window | 2.4937 | 2.5627 | 6.93 | 0 | 2.395 | 0.02 | 4 | 4 | 90 | 1.07 | 1 | 725 | 67 | 0 | 1 | 1
726 | 727 | 5NP:SHAFT2_FLOOR_0_0_10236 | 6 | Floor | 14.6568 | 14.6568 | 17.014 | 0 | 6.107 | 0 | 3 | 4 | 180 | 2.4 | 1 | 727 | 67 | 401 | 0 | 0
727 | 728 | 5NP:SHAFT2_CEILING_1_0_0 | 5 | Roof | 14.6568 | 14.6568 | 17.014 | 180 | 6.107 | 0 | 3 | 4 | 0 | 2.4 | 1 | 728 | 67 | 1017 | 0 | 0
728 | 729 | 5NP:SHAFT3_PARTITION_5_0_10307 | 8 | Wall | 10.3308 | 10.3308 | 12.864 | 0 | 3.325 | 0 | 3 | 4 | 90 | 3.107 | 1 | 729 | 68 | 635 | 0 | 0
729 | 730 | 5NP:SHAFT3_PARTITION_4_0_10314 | 8 | Wall | 16.625 | 16.625 | 16.65 | 0 | 3.325 | 0 | 3 | 4 | 90 | 5 | 1 | 730 | 68 | 645 | 0 | 0
730 | 731 | 5NP:SHAFT3_PARTITION_3_0_10318 | 8 | Wall | 8.645 | 8.645 | 11.85 | 90 | 3.325 | 0 | 3 | 4 | 90 | 2.6 | 1 | 731 | 68 | 653 | 0 | 0
731 | 732 | 5NP:SHAFT3_PARTITION_2_0_0 | 8 | Wall | 1.0208 | 1.0208 | 7.264 | 90 | 3.325 | 0 | 3 | 4 | 90 | 0.307 | 1 | 732 | 68 | 742 | 0 | 0
732 | 733 | 5NP:SHAFT3_WALL_6_0_0 | 9 | Wall | 3.9733 | 9.6658 | 12.464 | 270 | 3.325 | 0 | 3 | 4 | 90 | 2.907 | 1 | 733 | 68 | 0 | 1 | 1
733 | 734 | 5NP:SHAFT3_WALL_6_0_0_0_0_0_WIN | 15 | Window | 4.9875 | 2.5627 | 6.93 | 270 | 2.395 | 0.02 | 4 | 4 | 90 | 1.07 | 1 | 733 | 68 | 0 | 1 | 1
734 | 735 | 5NP:SHAFT3_WALL_7_0_0 | 9 | Wall | 9.8783 | 26.9558 | 22.864 | 180 | 3.325 | 0 | 3 | 4 | 90 | 8.107 | 1 | 735 | 68 | 0 | 1 | 1
735 | 736 | 5NP:SHAFT3_WALL_7_0_0_0_0_0_WIN | 15 | Window | 14.9625 | 2.5627 | 6.93 | 180 | 2.395 | 0.02 | 4 | 4 | 90 | 1.07 | 1 | 735 | 68 | 0 | 1 | 1
736 | 737 | 5NP:SHAFT3_FLOOR_0_0_10237 | 6 | Floor | 23.567 | 23.567 | 22.028 | 0 | 2.907 | 0 | 3 | 4 | 180 | 8.107 | 1 | 737 | 68 | 411 | 0 | 0
737 | 738 | 5NP:SHAFT3_CEILING_1_0_0 | 5 | Roof | 23.567 | 23.567 | 22.028 | 180 | 2.907 | 0 | 3 | 4 | 0 | 8.107 | 1 | 738 | 68 | 1106 | 0 | 0
738 | 739 | 5NP:CORR5_PARTITION_5_0_10319 | 7 | Wall | 6.65 | 6.65 | 10.65 | 0 | 3.325 | 0 | 3 | 4 | 90 | 2 | 1 | 739 | 69 | 654 | 0 | 0
739 | 740 | 5NP:CORR5_PARTITION_4_0_10323 | 7 | Wall | 9.975 | 9.975 | 12.65 | 0 | 3.325 | 0 | 3 | 4 | 90 | 3 | 1 | 740 | 69 | 660 | 0 | 0
740 | 741 | 5NP:CORR5_PARTITION_3_0_10341 | 8 | Wall | 9.31 | 9.31 | 12.25 | 0 | 3.325 | 0 | 3 | 4 | 90 | 2.8 | 1 | 741 | 69 | 681 | 0 | 0
741 | 742 | 5NP:CORR5_PARTITION_6_0_10365 | 7 | Wall | 1.0208 | 1.0208 | 7.264 | 270 | 3.325 | 0 | 3 | 4 | 90 | 0.307 | 1 | 742 | 69 | 732 | 0 | 0
742 | 743 | 5NP:CORR5_PARTITION_2_0_0 | 7 | Wall | 9.975 | 9.975 | 12.65 | 90 | 3.325 | 0 | 3 | 4 | 90 | 3 | 1 | 743 | 69 | 766 | 0 | 0
743 | 744 | 5NP:CORR5_WALL_7_0_0 | 9 | Wall | 0.97423 | 0.97423 | 7.236 | 180 | 3.325 | 0 | 3 | 4 | 90 | 0.293 | 1 | 744 | 69 | 0 | 1 | 1
744 | 745 | 5NP:CORR5_WALL_8_0_0 | 9 | Wall | 4.9107 | 7.7569 | 11.3158 | 270 | 3.325 | 0 | 3 | 4 | 90 | 2.3329 | 1 | 745 | 69 | 0 | 1 | 1
745 | 746 | 5NP:CORR5_WALL_8_0_0_0_0_0_WIN | 15 | Window | 2.4937 | 2.5627 | 6.93 | 270 | 2.395 | 0.02 | 4 | 4 | 90 | 1.07 | 1 | 745 | 69 | 0 | 1 | 1
746 | 747 | 5NP:CORR5_PARTITION_9_0_0 | 7 | Wall | 17.6463 | 17.6463 | 17.2643 | 179.5691 | 3.325 | 0 | 3 | 4 | 90 | 5.3072 | 1 | 747 | 69 | 793 | 0 | 0
747 | 748 | 5NP:CORR5_PARTITION_10_0_0 | 7 | Wall | 12.635 | 12.635 | 14.25 | 270 | 3.325 | 0 | 3 | 4 | 90 | 3.8 | 1 | 748 | 69 | 794 | 0 | 0
748 | 749 | 5NP:CORR5_PARTITION_11_0_0 | 7 | Wall | 17.6458 | 17.6458 | 17.264 | 0 | 3.325 | 0 | 3 | 4 | 90 | 5.307 | 1 | 749 | 69 | 795 | 0 | 0
749 | 750 | 5NP:CORR5_WALL_12_0_0 | 9 | Wall | 4.0963 | 12.635 | 14.25 | 270 | 3.325 | 0 | 3 | 4 | 90 | 3.8 | 1 | 750 | 69 | 0 | 1 | 1
750 | 751 | 5NP:CORR5_WALL_12_0_0_0_0_0_WIN | 15 | Window | 7.4813 | 2.5627 | 6.93 | 270 | 2.395 | 0.02 | 4 | 4 | 90 | 1.07 | 1 | 750 | 69 | 0 | 1 | 1
751 | 752 | 5NP:CORR5_PARTITION_13_0_0 | 7 | Wall | 26.2908 | 26.2908 | 22.464 | 180 | 3.325 | 0 | 3 | 4 | 90 | 7.907 | 1 | 752 | 69 | 897 | 0 | 0
752 | 753 | 5NP:CORR5_PARTITION_14_0_0 | 7 | Wall | 12.635 | 12.635 | 14.25 | 90 | 3.325 | 0 | 3 | 4 | 90 | 3.8 | 1 | 753 | 69 | 915 | 0 | 0
753 | 754 | 5NP:CORR5_PARTITION_15_0_0 | 7 | Wall | 11.305 | 11.305 | 13.45 | 90 | 3.325 | 0 | 3 | 4 | 90 | 3.4 | 1 | 754 | 69 | 801 | 0 | 0
754 | 755 | 5NP:CORR5_PARTITION_16_0_0 | 7 | Wall | 1.33 | 1.33 | 7.45 | 0 | 3.325 | 0 | 3 | 4 | 90 | 0.4 | 1 | 755 | 69 | 767 | 0 | 0
755 | 756 | 5NP:CORR5_FLOOR_0_0_10239 | 6 | Floor | 2.88 | 2.88 | 15.2 | 0 | 7.2 | 0 | 3 | 4 | 180 | 0.4 | 1 | 756 | 69 | 436 | 0 | 0
756 | 757 | 5NP:CORR5_FLOOR_0_0_10240 | 6 | Floor | 0.089951 | 0.089951 | 1.2 | 0 | 0.307 | 0 | 3 | 4 | 180 | 0.293 | 1 | 757 | 69 | 437 | 0 | 0
757 | 758 | 5NP:CORR5_FLOOR_0_0_10241 | 6 | Floor | 13.9041 | 13.9041 | 15.8541 | 359.5691 | 2.6 | 0 | 3 | 4 | 180 | 5.3072 | 1 | 758 | 69 | 438 | 0 | 0
758 | 759 | 5NP:CORR5_FLOOR_0_0_10242 | 6 | Floor | 14.08 | 14.08 | 17.2 | 0 | 6.4 | 0 | 3 | 4 | 180 | 2.2 | 1 | 759 | 69 | 439 | 0 | 0
759 | 760 | 5NP:CORR5_FLOOR_0_0_10243 | 6 | Floor | 28.5266 | 28.5266 | 22.614 | 0 | 3.8 | 0 | 3 | 4 | 180 | 7.507 | 1 | 760 | 69 | 440 | 0 | 0
760 | 761 | 5NP:CORR5_CEILING_1_0_0 | 5 | Roof | 2.88 | 2.88 | 15.2 | 180 | 7.2 | 0 | 3 | 4 | 0 | 0.4 | 1 | 761 | 69 | 1125 | 0 | 0
761 | 762 | 5NP:CORR5_CEILING_1_0_1 | 5 | Roof | 0.089951 | 0.089951 | 1.2 | 180 | 0.307 | 0 | 3 | 4 | 0 | 0.293 | 1 | 762 | 69 | 1126 | 0 | 0
762 | 763 | 5NP:CORR5_CEILING_1_0_2 | 5 | Roof | 13.9041 | 13.9041 | 15.8541 | 179.5691 | 2.6399 | 0 | 3 | 4 | 0 | 5.3072 | 1 | 763 | 69 | 1127 | 0 | 0
763 | 764 | 5NP:CORR5_CEILING_1_0_3 | 5 | Roof | 14.08 | 14.08 | 17.2 | 180 | 6.4 | 0 | 3 | 4 | 0 | 2.2 | 1 | 764 | 69 | 1128 | 0 | 0
764 | 765 | 5NP:CORR5_CEILING_1_0_4 | 5 | Roof | 28.5266 | 28.5266 | 22.614 | 180 | 3.8 | 0 | 3 | 4 | 0 | 7.507 | 1 | 765 | 69 | 1129 | 0 | 0
765 | 766 | 5NP:STORE_PARTITION_4_0_10371 | 8 | Wall | 9.975 | 9.975 | 12.65 | 270 | 3.325 | 0 | 3 | 4 | 90 | 3 | 1 | 766 | 70 | 743 | 0 | 0
766 | 767 | 5NP:STORE_PARTITION_5_0_10378 | 8 | Wall | 1.33 | 1.33 | 7.45 | 180 | 3.325 | 0 | 3 | 4 | 90 | 0.4 | 1 | 767 | 70 | 755 | 0 | 0
767 | 768 | 5NP:STORE_PARTITION_2_0_0 | 7 | Wall | 2.66 | 2.66 | 8.25 | 90 | 3.325 | 0 | 3 | 4 | 90 | 0.8 | 1 | 768 | 70 | 775 | 0 | 0
768 | 769 | 5NP:STORE_PARTITION_3_0_0 | 8 | Wall | 9.31 | 9.31 | 12.25 | 0 | 3.325 | 0 | 3 | 4 | 90 | 2.8 | 1 | 769 | 70 | 783 | 0 | 0
769 | 770 | 5NP:STORE_PARTITION_6_0_0 | 7 | Wall | 7.98 | 7.98 | 11.45 | 180 | 3.325 | 0 | 3 | 4 | 90 | 2.4 | 1 | 770 | 70 | 802 | 0 | 0
770 | 771 | 5NP:STORE_PARTITION_7_0_0 | 7 | Wall | 7.315 | 7.315 | 11.05 | 90 | 3.325 | 0 | 3 | 4 | 90 | 2.2 | 1 | 771 | 70 | 815 | 0 | 0
771 | 772 | 5NP:STORE_FLOOR_0_0_10252 | 6 | Floor | 8.4 | 8.4 | 11.6 | 0 | 3 | 0 | 3 | 4 | 180 | 2.8 | 1 | 772 | 70 | 448 | 0 | 0
772 | 773 | 5NP:STORE_CEILING_1_0_0 | 5 | Roof | 8.4 | 8.4 | 11.6 | 180 | 3 | 0 | 3 | 4 | 0 | 2.8 | 1 | 773 | 70 | 1143 | 0 | 0
773 | 774 | 5NP:SHAFT4_PARTITION_2_0_10354 | 8 | Wall | 2.66 | 2.66 | 8.25 | 90 | 3.325 | 0 | 3 | 4 | 90 | 0.8 | 1 | 774 | 71 | 707 | 0 | 0
774 | 775 | 5NP:SHAFT4_PARTITION_4_0_10380 | 8 | Wall | 2.66 | 2.66 | 8.25 | 270 | 3.325 | 0 | 3 | 4 | 90 | 0.8 | 1 | 775 | 71 | 768 | 0 | 0
775 | 776 | 5NP:SHAFT4_PARTITION_3_0_0 | 8 | Wall | 7.315 | 7.315 | 11.05 | 0 | 3.325 | 0 | 3 | 4 | 90 | 2.2 | 1 | 776 | 71 | 784 | 0 | 0
776 | 777 | 5NP:SHAFT4_PARTITION_5_0_0 | 8 | Wall | 7.315 | 7.315 | 11.05 | 180 | 3.325 | 0 | 3 | 4 | 90 | 2.2 | 1 | 777 | 71 | 816 | 0 | 0
777 | 778 | 5NP:SHAFT4_FLOOR_0_0_10257 | 6 | Floor | 1.76 | 1.76 | 6 | 0 | 0.8 | 0 | 3 | 4 | 180 | 2.2 | 1 | 778 | 71 | 454 | 0 | 0
778 | 779 | 5NP:SHAFT4_CEILING_1_0_0 | 5 | Roof | 1.76 | 1.76 | 6 | 180 | 0.8 | 0 | 3 | 4 | 0 | 2.2 | 1 | 779 | 71 | 1149 | 0 | 0
779 | 780 | 5NP:KITCH_PARTITION_4_0_10342 | 7 | Wall | 7.98 | 7.98 | 11.45 | 270 | 3.325 | 0 | 3 | 4 | 90 | 2.4 | 1 | 780 | 72 | 682 | 0 | 0
780 | 781 | 5NP:KITCH_PARTITION_3_0_10346 | 7 | Wall | 16.625 | 16.625 | 16.65 | 0 | 3.325 | 0 | 3 | 4 | 90 | 5 | 1 | 781 | 72 | 696 | 0 | 0
781 | 782 | 5NP:KITCH_PARTITION_2_0_10353 | 7 | Wall | 7.98 | 7.98 | 11.45 | 90 | 3.325 | 0 | 3 | 4 | 90 | 2.4 | 1 | 782 | 72 | 706 | 0 | 0
782 | 783 | 5NP:KITCH_PARTITION_5_0_10381 | 7 | Wall | 9.31 | 9.31 | 12.25 | 180 | 3.325 | 0 | 3 | 4 | 90 | 2.8 | 1 | 783 | 72 | 769 | 0 | 0
783 | 784 | 5NP:KITCH_PARTITION_6_0_10385 | 7 | Wall | 7.315 | 7.315 | 11.05 | 180 | 3.325 | 0 | 3 | 4 | 90 | 2.2 | 1 | 784 | 72 | 776 | 0 | 0
784 | 785 | 5NP:KITCH_FLOOR_0_0_10260 | 6 | Floor | 12 | 12 | 14.8 | 0 | 2.4 | 0 | 3 | 4 | 180 | 5 | 1 | 785 | 72 | 462 | 0 | 0
785 | 786 | 5NP:KITCH_CEILING_1_0_0 | 5 | Roof | 12 | 12 | 14.8 | 180 | 2.4 | 0 | 3 | 4 | 0 | 5 | 1 | 786 | 72 | 1156 | 0 | 0
786 | 787 | 5NP:WC2_PARTITION_4_0_10330 | 8 | Wall | 9.31 | 9.31 | 12.25 | 270 | 3.325 | 0 | 3 | 4 | 90 | 2.8 | 1 | 787 | 73 | 668 | 0 | 0
787 | 788 | 5NP:WC2_PARTITION_3_0_10331 | 8 | Wall | 16.625 | 16.625 | 16.65 | 0 | 3.325 | 0 | 3 | 4 | 90 | 5 | 1 | 788 | 73 | 669 | 0 | 0
788 | 789 | 5NP:WC2_PARTITION_5_0_10345 | 7 | Wall | 16.625 | 16.625 | 16.65 | 180 | 3.325 | 0 | 3 | 4 | 90 | 5 | 1 | 789 | 73 | 695 | 0 | 0
789 | 790 | 5NP:WC2_PARTITION_2_0_10352 | 8 | Wall | 9.31 | 9.31 | 12.25 | 90 | 3.325 | 0 | 3 | 4 | 90 | 2.8 | 1 | 790 | 73 | 705 | 0 | 0
790 | 791 | 5NP:WC2_FLOOR_0_0_10261 | 6 | Floor | 14 | 14 | 15.6 | 0 | 2.8 | 0 | 3 | 4 | 180 | 5 | 1 | 791 | 73 | 468 | 0 | 0
791 | 792 | 5NP:WC2_CEILING_1_0_0 | 5 | Roof | 14 | 14 | 15.6 | 180 | 2.8 | 0 | 3 | 4 | 0 | 5 | 1 | 792 | 73 | 1162 | 0 | 0
792 | 793 | 5NP:OFF2_PARTITION_3_0_10372 | 8 | Wall | 17.6463 | 17.6463 | 17.2643 | 359.5691 | 3.325 | 0 | 3 | 4 | 90 | 5.3072 | 1 | 793 | 74 | 747 | 0 | 0
793 | 794 | 5NP:OFF2_PARTITION_2_0_10373 | 8 | Wall | 12.635 | 12.635 | 14.25 | 90 | 3.325 | 0 | 3 | 4 | 90 | 3.8 | 1 | 794 | 74 | 748 | 0 | 0
794 | 795 | 5NP:OFF2_PARTITION_5_0_10374 | 8 | Wall | 17.6458 | 17.6458 | 17.264 | 180 | 3.325 | 0 | 3 | 4 | 90 | 5.307 | 1 | 795 | 74 | 749 | 0 | 0
795 | 796 | 5NP:OFF2_WALL_4_0_0 | 9 | Wall | 3.9636 | 12.5023 | 14.1702 | 270 | 3.325 | 0 | 3 | 4 | 90 | 3.7601 | 1 | 796 | 74 | 0 | 1 | 1
796 | 797 | 5NP:OFF2_WALL_4_0_0_0_0_0_WIN | 15 | Window | 7.4813 | 2.5627 | 6.93 | 270 | 2.395 | 0.02 | 4 | 4 | 90 | 1.07 | 1 | 796 | 74 | 0 | 1 | 1
797 | 798 | 5NP:OFF2_FLOOR_0_0_10262 | 6 | Floor | 20.0607 | 20.0607 | 18.1742 | 0 | 3.8 | 0 | 2 | 4 | 180 | 5.307 | 1 | 798 | 74 | 475 | 0 | 0
798 | 799 | 5NP:OFF2_CEILING_1_0_0 | 5 | Roof | 20.0607 | 20.0607 | 18.1742 | 180 | 3.7601 | 0 | 2 | 4 | 0 | 5.307 | 1 | 799 | 74 | 1169 | 0 | 0
799 | 800 | 5NP:OFF3_PARTITION_2_0_10356 | 8 | Wall | 11.305 | 11.305 | 13.45 | 90 | 3.325 | 0 | 3 | 4 | 90 | 3.4 | 1 | 800 | 75 | 709 | 0 | 0
800 | 801 | 5NP:OFF3_PARTITION_5_0_10377 | 8 | Wall | 11.305 | 11.305 | 13.45 | 270 | 3.325 | 0 | 3 | 4 | 90 | 3.4 | 1 | 801 | 75 | 754 | 0 | 0
801 | 802 | 5NP:OFF3_PARTITION_4_0_10382 | 8 | Wall | 7.98 | 7.98 | 11.45 | 0 | 3.325 | 0 | 3 | 4 | 90 | 2.4 | 1 | 802 | 75 | 770 | 0 | 0
802 | 803 | 5NP:OFF3_PARTITION_3_0_0 | 7 | Wall | 7.315 | 7.315 | 11.05 | 0 | 3.325 | 0 | 3 | 4 | 90 | 2.2 | 1 | 803 | 75 | 817 | 0 | 0
803 | 804 | 5NP:OFF3_PARTITION_6_0_0 | 8 | Wall | 15.295 | 15.295 | 15.85 | 180 | 3.325 | 0 | 3 | 4 | 90 | 4.6 | 1 | 804 | 75 | 916 | 0 | 0
804 | 805 | 5NP:OFF3_FLOOR_0_0_10263 | 6 | Floor | 15.64 | 15.64 | 16 | 0 | 3.4 | 0 | 3 | 4 | 180 | 4.6 | 1 | 805 | 75 | 483 | 0 | 0
805 | 806 | 5NP:OFF3_CEILING_1_0_0 | 5 | Roof | 15.64 | 15.64 | 16 | 180 | 3.4 | 0 | 3 | 4 | 0 | 4.6 | 1 | 806 | 75 | 1182 | 0 | 0
806 | 807 | 5NP:OFF4_PARTITION_4_0_10358 | 8 | Wall | 13.965 | 13.965 | 15.05 | 270 | 3.325 | 0 | 3 | 4 | 90 | 4.2 | 1 | 807 | 76 | 711 | 0 | 0
807 | 808 | 5NP:OFF4_PARTITION_3_0_10362 | 8 | Wall | 17.6458 | 17.6458 | 17.264 | 0 | 3.325 | 0 | 3 | 4 | 90 | 5.307 | 1 | 808 | 76 | 719 | 0 | 0
808 | 809 | 5NP:OFF4_WALL_2_0_0 | 9 | Wall | 5.4262 | 13.965 | 15.05 | 90 | 3.325 | 0 | 3 | 4 | 90 | 4.2 | 1 | 809 | 76 | 0 | 1 | 1
809 | 810 | 5NP:OFF4_WALL_2_0_0_0_0_0_WIN | 15 | Window | 7.4813 | 2.5627 | 6.93 | 90 | 2.395 | 0.02 | 4 | 4 | 90 | 1.07 | 1 | 809 | 76 | 0 | 1 | 1
810 | 811 | 5NP:OFF4_PARTITION_5_0_0 | 8 | Wall | 17.6458 | 17.6458 | 17.264 | 180 | 3.325 | 0 | 3 | 4 | 90 | 5.307 | 1 | 811 | 76 | 917 | 0 | 0
811 | 812 | 5NP:OFF4_FLOOR_0_0_10266 | 6 | Floor | 22.2894 | 22.2894 | 19.014 | 0 | 4.2 | 0 | 3 | 4 | 180 | 5.307 | 1 | 812 | 76 | 491 | 0 | 0
812 | 813 | 5NP:OFF4_CEILING_1_0_0 | 5 | Roof | 22.2894 | 22.2894 | 19.014 | 180 | 4.2 | 0 | 3 | 4 | 0 | 5.307 | 1 | 813 | 76 | 983 | 0 | 0
813 | 814 | 5NP:WC3_PARTITION_2_0_10355 | 8 | Wall | 7.315 | 7.315 | 11.05 | 90 | 3.325 | 0 | 3 | 4 | 90 | 2.2 | 1 | 814 | 77 | 708 | 0 | 0
814 | 815 | 5NP:WC3_PARTITION_4_0_10383 | 8 | Wall | 7.315 | 7.315 | 11.05 | 270 | 3.325 | 0 | 3 | 4 | 90 | 2.2 | 1 | 815 | 77 | 771 | 0 | 0
815 | 816 | 5NP:WC3_PARTITION_3_0_10386 | 7 | Wall | 7.315 | 7.315 | 11.05 | 0 | 3.325 | 0 | 3 | 4 | 90 | 2.2 | 1 | 816 | 77 | 777 | 0 | 0
816 | 817 | 5NP:WC3_PARTITION_5_0_10391 | 8 | Wall | 7.315 | 7.315 | 11.05 | 180 | 3.325 | 0 | 3 | 4 | 90 | 2.2 | 1 | 817 | 77 | 803 | 0 | 0
817 | 818 | 5NP:WC3_FLOOR_0_0_10268 | 6 | Floor | 4.84 | 4.84 | 8.8 | 0 | 2.2 | 0 | 3 | 4 | 180 | 2.2 | 1 | 818 | 77 | 497 | 0 | 0
818 | 819 | 5NP:WC3_CEILING_1_0_0 | 5 | Roof | 4.84 | 4.84 | 8.8 | 180 | 2.2 | 0 | 3 | 4 | 0 | 2.2 | 1 | 819 | 77 | 1175 | 0 | 0
819 | 820 | 5NP:MECH_PARTITION_2_0_0 | 8 | Wall | 8.645 | 8.645 | 11.85 | 90 | 3.325 | 0 | 3 | 4 | 90 | 2.6 | 1 | 820 | 78 | 828 | 0 | 0
820 | 821 | 5NP:MECH_PARTITION_3_0_0 | 8 | Wall | 16.625 | 16.625 | 16.65 | 0 | 3.325 | 0 | 3 | 4 | 90 | 5 | 1 | 821 | 78 | 829 | 0 | 0
821 | 822 | 5NP:MECH_PARTITION_4_0_0 | 8 | Wall | 8.645 | 8.645 | 11.85 | 270 | 3.325 | 0 | 3 | 4 | 90 | 2.6 | 1 | 822 | 78 | 870 | 0 | 0
822 | 823 | 5NP:MECH_PARTITION_5_0_0 | 8 | Wall | 16.625 | 16.625 | 16.65 | 180 | 3.325 | 0 | 3 | 4 | 90 | 5 | 1 | 823 | 78 | 844 | 0 | 0
823 | 824 | 5NP:MECH_FLOOR_0_0_10269 | 6 | Floor | 13 | 13 | 15.2 | 0 | 2.6 | 0 | 3 | 4 | 180 | 5 | 1 | 824 | 78 | 504 | 0 | 0
824 | 825 | 5NP:MECH_CEILING_1_0_0 | 5 | Roof | 13 | 13 | 15.2 | 180 | 2.6 | 0 | 3 | 4 | 0 | 5 | 1 | 825 | 78 | 1189 | 0 | 0
825 | 826 | 5NP:CORR6_PARTITION_8_0_10349 | 8 | Wall | 7.315 | 7.315 | 11.05 | 180 | 3.325 | 0 | 3 | 4 | 90 | 2.2 | 1 | 826 | 79 | 702 | 0 | 0
826 | 827 | 5NP:CORR6_PARTITION_9_0_10361 | 7 | Wall | 4.655 | 4.655 | 9.45 | 90 | 3.325 | 0 | 3 | 4 | 90 | 1.4 | 1 | 827 | 79 | 718 | 0 | 0
827 | 828 | 5NP:CORR6_PARTITION_6_0_10397 | 7 | Wall | 8.645 | 8.645 | 11.85 | 270 | 3.325 | 0 | 3 | 4 | 90 | 2.6 | 1 | 828 | 79 | 820 | 0 | 0
828 | 829 | 5NP:CORR6_PARTITION_5_0_10398 | 7 | Wall | 16.625 | 16.625 | 16.65 | 180 | 3.325 | 0 | 3 | 4 | 90 | 5 | 1 | 829 | 79 | 821 | 0 | 0
829 | 830 | 5NP:CORR6_WALL_2_0_0 | 9 | Wall | 6.0912 | 14.63 | 15.45 | 90 | 3.325 | 0 | 3 | 4 | 90 | 4.4 | 1 | 830 | 79 | 0 | 1 | 1
830 | 831 | 5NP:CORR6_WALL_2_0_0_0_0_0_WIN | 15 | Window | 7.4813 | 2.5627 | 6.93 | 90 | 2.395 | 0.02 | 4 | 4 | 90 | 1.07 | 1 | 830 | 79 | 0 | 1 | 1
831 | 832 | 5NP:CORR6_PARTITION_3_0_0 | 7 | Wall | 41.5858 | 41.5858 | 31.664 | 0 | 3.325 | 0 | 3 | 4 | 90 | 12.507 | 1 | 832 | 79 | 924 | 0 | 0
832 | 833 | 5NP:CORR6_PARTITION_4_0_0 | 7 | Wall | 7.315 | 7.315 | 11.05 | 270 | 3.325 | 0 | 3 | 4 | 90 | 2.2 | 1 | 833 | 79 | 871 | 0 | 0
833 | 834 | 5NP:CORR6_PARTITION_7_0_0 | 7 | Wall | 16.625 | 16.625 | 16.65 | 270 | 3.325 | 0 | 3 | 4 | 90 | 5 | 1 | 834 | 79 | 845 | 0 | 0
834 | 835 | 5NP:CORR6_PARTITION_10_0_0 | 7 | Wall | 13.3 | 13.3 | 14.65 | 90 | 3.325 | 0 | 3 | 4 | 90 | 4 | 1 | 835 | 79 | 851 | 0 | 0
835 | 836 | 5NP:CORR6_PARTITION_11_0_0 | 7 | Wall | 17.6458 | 17.6458 | 17.264 | 180 | 3.325 | 0 | 3 | 4 | 90 | 5.307 | 1 | 836 | 79 | 852 | 0 | 0
836 | 837 | 5NP:CORR6_FLOOR_0_0_10274 | 6 | Floor | 11.88 | 11.88 | 15.2 | 0 | 5.4 | 0 | 3 | 4 | 180 | 2.2 | 1 | 837 | 79 | 525 | 0 | 0
837 | 838 | 5NP:CORR6_FLOOR_0_0_10275 | 6 | Floor | 11 | 11 | 14.4 | 0 | 2.2 | 0 | 3 | 4 | 180 | 5 | 1 | 838 | 79 | 526 | 0 | 0
838 | 839 | 5NP:CORR6_FLOOR_0_0_10276 | 6 | Floor | 33.0308 | 33.0308 | 23.814 | 0 | 4.4 | 0 | 3 | 4 | 180 | 7.507 | 1 | 839 | 79 | 527 | 0 | 0
839 | 840 | 5NP:CORR6_CEILING_1_0_0 | 5 | Roof | 11.88 | 11.88 | 15.2 | 180 | 5.4 | 0 | 3 | 4 | 0 | 2.2 | 1 | 840 | 79 | 955 | 0 | 0
840 | 841 | 5NP:CORR6_CEILING_1_0_1 | 5 | Roof | 11 | 11 | 14.4 | 180 | 2.2 | 0 | 3 | 4 | 0 | 5 | 1 | 841 | 79 | 956 | 0 | 0
841 | 842 | 5NP:CORR6_CEILING_1_0_2 | 5 | Roof | 33.0308 | 33.0308 | 23.814 | 180 | 4.4 | 0 | 3 | 4 | 0 | 7.507 | 1 | 842 | 79 | 957 | 0 | 0
842 | 843 | 5NP:OFFICE_PARTITION_5_0_10336 | 8 | Wall | 3.325 | 3.325 | 8.65 | 270 | 3.325 | 0 | 3 | 4 | 90 | 1 | 1 | 843 | 80 | 674 | 0 | 0
843 | 844 | 5NP:OFFICE_PARTITION_3_0_10400 | 7 | Wall | 16.625 | 16.625 | 16.65 | 0 | 3.325 | 0 | 3 | 4 | 90 | 5 | 1 | 844 | 80 | 823 | 0 | 0
844 | 845 | 5NP:OFFICE_PARTITION_2_0_10406 | 8 | Wall | 16.625 | 16.625 | 16.65 | 90 | 3.325 | 0 | 3 | 4 | 90 | 5 | 1 | 845 | 80 | 834 | 0 | 0
845 | 846 | 5NP:OFFICE_PARTITION_4_0_0 | 8 | Wall | 13.3 | 13.3 | 14.65 | 270 | 3.325 | 0 | 3 | 4 | 90 | 4 | 1 | 846 | 80 | 872 | 0 | 0
846 | 847 | 5NP:OFFICE_PARTITION_6_0_0 | 7 | Wall | 16.625 | 16.625 | 16.65 | 180 | 3.325 | 0 | 3 | 4 | 90 | 5 | 1 | 847 | 80 | 859 | 0 | 0
847 | 848 | 5NP:OFFICE_FLOOR_0_0_10282 | 6 | Floor | 25 | 25 | 20 | 0 | 5 | 0 | 3 | 4 | 180 | 5 | 1 | 848 | 80 | 534 | 0 | 0
848 | 849 | 5NP:OFFICE_CEILING_1_0_0 | 5 | Roof | 25 | 25 | 20 | 180 | 5 | 0 | 3 | 4 | 0 | 5 | 1 | 849 | 80 | 1197 | 0 | 0
849 | 850 | 5NP:OFF8_PARTITION_5_0_10360 | 8 | Wall | 17.6458 | 17.6458 | 17.264 | 180 | 3.325 | 0 | 3 | 4 | 90 | 5.307 | 1 | 850 | 81 | 717 | 0 | 0
850 | 851 | 5NP:OFF8_PARTITION_4_0_10407 | 8 | Wall | 13.3 | 13.3 | 14.65 | 270 | 3.325 | 0 | 3 | 4 | 90 | 4 | 1 | 851 | 81 | 835 | 0 | 0
851 | 852 | 5NP:OFF8_PARTITION_3_0_10408 | 8 | Wall | 17.6458 | 17.6458 | 17.264 | 0 | 3.325 | 0 | 3 | 4 | 90 | 5.307 | 1 | 852 | 81 | 836 | 0 | 0
852 | 853 | 5NP:OFF8_WALL_2_0_0 | 9 | Wall | 4.7613 | 13.3 | 14.65 | 90 | 3.325 | 0 | 3 | 4 | 90 | 4 | 1 | 853 | 81 | 0 | 1 | 1
853 | 854 | 5NP:OFF8_WALL_2_0_0_0_0_0_WIN | 15 | Window | 7.4813 | 2.5627 | 6.93 | 90 | 2.395 | 0.02 | 4 | 4 | 90 | 1.07 | 1 | 853 | 81 | 0 | 1 | 1
854 | 855 | 5NP:OFF8_FLOOR_0_0_10285 | 6 | Floor | 21.228 | 21.228 | 18.614 | 0 | 4 | 0 | 3 | 4 | 180 | 5.307 | 1 | 855 | 81 | 541 | 0 | 0
855 | 856 | 5NP:OFF8_CEILING_1_0_0 | 5 | Roof | 21.228 | 21.228 | 18.614 | 180 | 4 | 0 | 3 | 4 | 0 | 5.307 | 1 | 856 | 81 | 968 | 0 | 0
856 | 857 | 5NP:SHAFT_PARTITION_4_0_10335 | 8 | Wall | 2.66 | 2.66 | 8.25 | 270 | 3.325 | 0 | 3 | 4 | 90 | 0.8 | 1 | 857 | 82 | 673 | 0 | 0
857 | 858 | 5NP:SHAFT_PARTITION_2_0_10350 | 8 | Wall | 2.66 | 2.66 | 8.25 | 90 | 3.325 | 0 | 3 | 4 | 90 | 0.8 | 1 | 858 | 82 | 703 | 0 | 0
858 | 859 | 5NP:SHAFT_PARTITION_3_0_10411 | 8 | Wall | 16.625 | 16.625 | 16.65 | 0 | 3.325 | 0 | 3 | 4 | 90 | 5 | 1 | 859 | 82 | 847 | 0 | 0
859 | 860 | 5NP:SHAFT_PARTITION_5_0_0 | 8 | Wall | 16.625 | 16.625 | 16.65 | 180 | 3.325 | 0 | 3 | 4 | 90 | 5 | 1 | 860 | 82 | 866 | 0 | 0
860 | 861 | 5NP:SHAFT_FLOOR_0_0_10286 | 6 | Floor | 4 | 4 | 11.6 | 0 | 0.8 | 0 | 3 | 4 | 180 | 5 | 1 | 861 | 82 | 547 | 0 | 0
861 | 862 | 5NP:SHAFT_CEILING_1_0_0 | 5 | Roof | 4 | 4 | 11.6 | 180 | 0.8 | 0 | 3 | 4 | 0 | 5 | 1 | 862 | 82 | 1203 | 0 | 0
862 | 863 | 5NP:WC_PARTITION_5_0_10333 | 8 | Wall | 16.625 | 16.625 | 16.65 | 180 | 3.325 | 0 | 3 | 4 | 90 | 5 | 1 | 863 | 83 | 671 | 0 | 0
863 | 864 | 5NP:WC_PARTITION_4_0_10334 | 8 | Wall | 12.635 | 12.635 | 14.25 | 270 | 3.325 | 0 | 3 | 4 | 90 | 3.8 | 1 | 864 | 83 | 672 | 0 | 0
864 | 865 | 5NP:WC_PARTITION_2_0_10351 | 8 | Wall | 12.635 | 12.635 | 14.25 | 90 | 3.325 | 0 | 3 | 4 | 90 | 3.8 | 1 | 865 | 83 | 704 | 0 | 0
865 | 866 | 5NP:WC_PARTITION_3_0_10414 | 7 | Wall | 16.625 | 16.625 | 16.65 | 0 | 3.325 | 0 | 3 | 4 | 90 | 5 | 1 | 866 | 83 | 860 | 0 | 0
866 | 867 | 5NP:WC_FLOOR_0_0_10288 | 6 | Floor | 19 | 19 | 17.6 | 0 | 3.8 | 0 | 3 | 4 | 180 | 5 | 1 | 867 | 83 | 553 | 0 | 0
867 | 868 | 5NP:WC_CEILING_1_0_0 | 5 | Roof | 19 | 19 | 17.6 | 180 | 3.8 | 0 | 3 | 4 | 0 | 5 | 1 | 868 | 83 | 1209 | 0 | 0
868 | 869 | 5NP:CORR_PARTITION_7_0_10337 | 8 | Wall | 9.31 | 9.31 | 12.25 | 180 | 3.325 | 0 | 3 | 4 | 90 | 2.8 | 1 | 869 | 84 | 675 | 0 | 0
869 | 870 | 5NP:CORR_PARTITION_9_0_10399 | 7 | Wall | 8.645 | 8.645 | 11.85 | 90 | 3.325 | 0 | 3 | 4 | 90 | 2.6 | 1 | 870 | 84 | 822 | 0 | 0
870 | 871 | 5NP:CORR_PARTITION_2_0_10405 | 8 | Wall | 7.315 | 7.315 | 11.05 | 90 | 3.325 | 0 | 3 | 4 | 90 | 2.2 | 1 | 871 | 84 | 833 | 0 | 0
871 | 872 | 5NP:CORR_PARTITION_8_0_10410 | 7 | Wall | 13.3 | 13.3 | 14.65 | 90 | 3.325 | 0 | 3 | 4 | 90 | 4 | 1 | 872 | 84 | 846 | 0 | 0
872 | 873 | 5NP:CORR_PARTITION_3_0_0 | 7 | Wall | 24.9608 | 24.9608 | 21.664 | 0 | 3.325 | 0 | 3 | 4 | 90 | 7.507 | 1 | 873 | 84 | 925 | 0 | 0
873 | 874 | 5NP:CORR_WALL_4_0_0 | 9 | Wall | 3.6175 | 9.31 | 12.25 | 270 | 3.325 | 0 | 3 | 4 | 90 | 2.8 | 1 | 874 | 84 | 0 | 1 | 1
874 | 875 | 5NP:CORR_WALL_4_0_0_0_0_0_WIN | 15 | Window | 4.9875 | 2.5627 | 6.93 | 270 | 2.395 | 0.02 | 4 | 4 | 90 | 1.07 | 1 | 874 | 84 | 0 | 1 | 1
875 | 876 | 5NP:CORR_PARTITION_5_0_0 | 7 | Wall | 15.6508 | 15.6508 | 16.064 | 180 | 3.325 | 0 | 3 | 4 | 90 | 4.707 | 1 | 876 | 84 | 890 | 0 | 0
876 | 877 | 5NP:CORR_PARTITION_6_0_0 | 7 | Wall | 19.95 | 19.95 | 18.65 | 270 | 3.325 | 0 | 3 | 4 | 90 | 6 | 1 | 877 | 84 | 891 | 0 | 0
877 | 878 | 5NP:CORR_FLOOR_0_0_10289 | 6 | Floor | 13.1796 | 13.1796 | 15.014 | 0 | 2.8 | 0 | 3 | 4 | 180 | 4.707 | 1 | 878 | 84 | 566 | 0 | 0
878 | 879 | 5NP:CORR_FLOOR_0_0_10290 | 6 | Floor | 24.64 | 24.64 | 23.2 | 0 | 8.8 | 0 | 3 | 4 | 180 | 2.8 | 1 | 879 | 84 | 567 | 0 | 0
879 | 880 | 5NP:CORR_CEILING_1_0_0 | 5 | Roof | 13.1796 | 13.1796 | 15.014 | 180 | 2.8 | 0 | 3 | 4 | 0 | 4.707 | 1 | 880 | 84 | 1220 | 0 | 0
880 | 881 | 5NP:CORR_CEILING_1_0_1 | 5 | Roof | 24.64 | 24.64 | 23.2 | 180 | 8.8 | 0 | 3 | 4 | 0 | 2.8 | 1 | 881 | 84 | 1221 | 0 | 0
881 | 882 | 5NP:OFFICETYPE2_PARTITION_2_0_10339 | 8 | Wall | 13.3 | 13.3 | 14.65 | 90 | 3.325 | 0 | 3 | 4 | 90 | 4 | 1 | 882 | 85 | 677 | 0 | 0
882 | 883 | 5NP:OFFICETYPE2_PARTITION_5_0_10340 | 8 | Wall | 7.6708 | 7.6708 | 11.264 | 180 | 3.325 | 0 | 3 | 4 | 90 | 2.307 | 1 | 883 | 85 | 678 | 0 | 0
883 | 884 | 5NP:OFFICETYPE2_PARTITION_3_0_0 | 7 | Wall | 7.6708 | 7.6708 | 11.264 | 0 | 3.325 | 0 | 3 | 4 | 90 | 2.307 | 1 | 884 | 85 | 892 | 0 | 0
884 | 885 | 5NP:OFFICETYPE2_WALL_4_0_0 | 9 | Wall | 4.7613 | 13.3 | 14.65 | 270 | 3.325 | 0 | 3 | 4 | 90 | 4 | 1 | 885 | 85 | 0 | 1 | 1
885 | 886 | 5NP:OFFICETYPE2_WALL_4_0_0_0_0_0_WIN | 15 | Window | 7.4813 | 2.5627 | 6.93 | 270 | 2.395 | 0.02 | 4 | 4 | 90 | 1.07 | 1 | 885 | 85 | 0 | 1 | 1
886 | 887 | 5NP:OFFICETYPE2_FLOOR_0_0_10294 | 6 | Floor | 9.228 | 9.228 | 12.614 | 0 | 4 | 0 | 3 | 4 | 180 | 2.307 | 1 | 887 | 85 | 574 | 0 | 0
887 | 888 | 5NP:OFFICETYPE2_CEILING_1_0_0 | 5 | Roof | 9.228 | 9.228 | 12.614 | 180 | 4 | 0 | 3 | 4 | 0 | 2.307 | 1 | 888 | 85 | 1231 | 0 | 0
888 | 889 | 5NP:OFF7_PARTITION_6_0_10338 | 8 | Wall | 7.98 | 7.98 | 11.45 | 180 | 3.325 | 0 | 3 | 4 | 90 | 2.4 | 1 | 889 | 86 | 676 | 0 | 0
889 | 890 | 5NP:OFF7_PARTITION_3_0_10419 | 8 | Wall | 15.6508 | 15.6508 | 16.064 | 0 | 3.325 | 0 | 3 | 4 | 90 | 4.707 | 1 | 890 | 86 | 876 | 0 | 0
890 | 891 | 5NP:OFF7_PARTITION_2_0_10420 | 8 | Wall | 19.95 | 19.95 | 18.65 | 90 | 3.325 | 0 | 3 | 4 | 90 | 6 | 1 | 891 | 86 | 877 | 0 | 0
891 | 892 | 5NP:OFF7_PARTITION_5_0_10422 | 8 | Wall | 7.6708 | 7.6708 | 11.264 | 180 | 3.325 | 0 | 3 | 4 | 90 | 2.307 | 1 | 892 | 86 | 884 | 0 | 0
892 | 893 | 5NP:OFF7_WALL_4_0_0 | 9 | Wall | 8.565 | 19.95 | 18.65 | 270 | 3.325 | 0 | 3 | 4 | 90 | 6 | 1 | 893 | 86 | 0 | 1 | 1
893 | 894 | 5NP:OFF7_WALL_4_0_0_0_0_0_WIN | 15 | Window | 9.975 | 2.5627 | 6.93 | 270 | 2.395 | 0.02 | 4 | 4 | 90 | 1.07 | 1 | 893 | 86 | 0 | 1 | 1
894 | 895 | 5NP:OFF7_FLOOR_0_0_10296 | 6 | Floor | 28.242 | 28.242 | 21.414 | 0 | 6 | 0 | 3 | 4 | 180 | 4.707 | 1 | 895 | 86 | 582 | 0 | 0
895 | 896 | 5NP:OFF7_CEILING_1_0_0 | 5 | Roof | 28.242 | 28.242 | 21.414 | 180 | 6 | 0 | 3 | 4 | 0 | 4.707 | 1 | 896 | 86 | 1239 | 0 | 0
896 | 897 | 5NP:OFF5_PARTITION_4_0_10375 | 8 | Wall | 26.2908 | 26.2908 | 22.464 | 0 | 3.325 | 0 | 3 | 4 | 90 | 7.907 | 1 | 897 | 87 | 752 | 0 | 0
897 | 898 | 5NP:OFF5_PARTITION_2_0_0 | 7 | Wall | 16.3158 | 16.3158 | 16.464 | 90 | 3.325 | 0 | 3 | 4 | 90 | 4.907 | 1 | 898 | 87 | 906 | 0 | 0
898 | 899 | 5NP:OFF5_PARTITION_3_0_0 | 8 | Wall | 1.33 | 1.33 | 7.45 | 90 | 3.325 | 0 | 3 | 4 | 90 | 0.4 | 1 | 899 | 87 | 918 | 0 | 0
899 | 900 | 5NP:OFF5_WALL_5_0_0 | 9 | Wall | 6.2608 | 17.6458 | 17.264 | 270 | 3.325 | 0 | 3 | 4 | 90 | 5.307 | 1 | 900 | 87 | 0 | 1 | 1
900 | 901 | 5NP:OFF5_WALL_5_0_0_0_0_0_WIN | 15 | Window | 9.975 | 2.5627 | 6.93 | 270 | 2.395 | 0.02 | 4 | 4 | 90 | 1.07 | 1 | 900 | 87 | 0 | 1 | 1
901 | 902 | 5NP:OFF5_WALL_6_0_0 | 9 | Wall | 9.2133 | 26.2908 | 22.464 | 180 | 3.325 | 0 | 3 | 4 | 90 | 7.907 | 1 | 902 | 87 | 0 | 1 | 1
902 | 903 | 5NP:OFF5_WALL_6_0_0_0_0_0_WIN | 15 | Window | 14.9625 | 2.5627 | 6.93 | 180 | 2.395 | 0.02 | 4 | 4 | 90 | 1.07 | 1 | 902 | 87 | 0 | 1 | 1
903 | 904 | 5NP:OFF5_FLOOR_0_0_10297 | 6 | Floor | 41.9624 | 41.9624 | 26.428 | 0 | 5.307 | 0 | 3 | 4 | 180 | 7.907 | 1 | 904 | 87 | 593 | 0 | 0
904 | 905 | 5NP:OFF5_CEILING_1_0_0 | 5 | Roof | 41.9624 | 41.9624 | 26.428 | 180 | 5.307 | 0 | 3 | 4 | 0 | 7.907 | 1 | 905 | 87 | 1248 | 0 | 0
905 | 906 | 5NP:OFF9_PARTITION_4_0_10425 | 8 | Wall | 16.3158 | 16.3158 | 16.464 | 270 | 3.325 | 0 | 3 | 4 | 90 | 4.907 | 1 | 906 | 88 | 898 | 0 | 0
906 | 907 | 5NP:OFF9_WALL_2_0_0 | 9 | Wall | 4.9308 | 16.3158 | 16.464 | 90 | 3.325 | 0 | 3 | 4 | 90 | 4.907 | 1 | 907 | 88 | 0 | 1 | 1
907 | 908 | 5NP:OFF9_WALL_2_0_0_0_0_0_WIN | 15 | Window | 9.975 | 2.5627 | 6.93 | 90 | 2.395 | 0.02 | 4 | 4 | 90 | 1.07 | 1 | 907 | 88 | 0 | 1 | 1
908 | 909 | 5NP:OFF9_PARTITION_3_0_0 | 8 | Wall | 40.2558 | 40.2558 | 30.864 | 0 | 3.325 | 0 | 3 | 4 | 90 | 12.107 | 1 | 909 | 88 | 919 | 0 | 0
909 | 910 | 5NP:OFF9_WALL_5_0_0 | 9 | Wall | 11.7933 | 40.2558 | 30.864 | 180 | 3.325 | 0 | 3 | 4 | 90 | 12.107 | 1 | 910 | 88 | 0 | 1 | 1
910 | 911 | 5NP:OFF9_WALL_5_0_0_0_0_0_WIN | 15 | Window | 24.9375 | 2.5627 | 6.93 | 180 | 2.395 | 0.02 | 4 | 4 | 90 | 1.07 | 1 | 910 | 88 | 0 | 1 | 1
911 | 912 | 5NP:OFF9_FLOOR_0_0_10300 | 6 | Floor | 59.409 | 59.409 | 34.028 | 0 | 4.907 | 0 | 3 | 4 | 180 | 12.107 | 1 | 912 | 88 | 601 | 0 | 0
912 | 913 | 5NP:OFF9_CEILING_1_0_0 | 5 | Roof | 59.409 | 59.409 | 34.028 | 180 | 4.907 | 0 | 3 | 4 | 0 | 12.107 | 1 | 913 | 88 | 1001 | 0 | 0
913 | 914 | 5NP:LOBBY_PARTITION_4_0_10357 | 8 | Wall | 7.315 | 7.315 | 11.05 | 0 | 3.325 | 0 | 3 | 4 | 90 | 2.2 | 1 | 914 | 89 | 710 | 0 | 0
914 | 915 | 5NP:LOBBY_PARTITION_6_0_10376 | 8 | Wall | 12.635 | 12.635 | 14.25 | 270 | 3.325 | 0 | 3 | 4 | 90 | 3.8 | 1 | 915 | 89 | 753 | 0 | 0
915 | 916 | 5NP:LOBBY_PARTITION_5_0_10392 | 7 | Wall | 15.295 | 15.295 | 15.85 | 0 | 3.325 | 0 | 3 | 4 | 90 | 4.6 | 1 | 916 | 89 | 804 | 0 | 0
916 | 917 | 5NP:LOBBY_PARTITION_3_0_10394 | 7 | Wall | 17.6458 | 17.6458 | 17.264 | 0 | 3.325 | 0 | 3 | 4 | 90 | 5.307 | 1 | 917 | 89 | 811 | 0 | 0
917 | 918 | 5NP:LOBBY_PARTITION_7_0_10426 | 7 | Wall | 1.33 | 1.33 | 7.45 | 270 | 3.325 | 0 | 3 | 4 | 90 | 0.4 | 1 | 918 | 89 | 899 | 0 | 0
918 | 919 | 5NP:LOBBY_PARTITION_8_0_10428 | 7 | Wall | 40.2558 | 40.2558 | 30.864 | 180 | 3.325 | 0 | 3 | 4 | 90 | 12.107 | 1 | 919 | 89 | 909 | 0 | 0
919 | 920 | 5NP:LOBBY_WALL_2_0_0 | 9 | Wall | 5.4262 | 13.965 | 15.05 | 90 | 3.325 | 0 | 3 | 4 | 90 | 4.2 | 1 | 920 | 89 | 0 | 1 | 1
920 | 921 | 5NP:LOBBY_WALL_2_0_0_0_0_0_WIN | 15 | Window | 7.4813 | 2.5627 | 6.93 | 90 | 2.395 | 0.02 | 4 | 4 | 90 | 1.07 | 1 | 920 | 89 | 0 | 1 | 1
921 | 922 | 5NP:LOBBY_FLOOR_0_0_10302 | 6 | Floor | 50.8494 | 50.8494 | 32.614 | 0 | 4.2 | 0 | 3 | 4 | 180 | 12.107 | 1 | 922 | 89 | 612 | 0 | 0
922 | 923 | 5NP:LOBBY_CEILING_1_0_0 | 5 | Roof | 50.8494 | 50.8494 | 32.614 | 180 | 4.2 | 0 | 3 | 4 | 0 | 12.107 | 1 | 923 | 89 | 993 | 0 | 0
923 | 924 | 5NP:OFF_PARTITION_6_0_10404 | 8 | Wall | 41.5858 | 41.5858 | 31.664 | 180 | 3.325 | 0 | 3 | 4 | 90 | 12.507 | 1 | 924 | 90 | 832 | 0 | 0
924 | 925 | 5NP:OFF_PARTITION_5_0_10418 | 8 | Wall | 24.9608 | 24.9608 | 21.664 | 180 | 3.325 | 0 | 3 | 4 | 90 | 7.507 | 1 | 925 | 90 | 873 | 0 | 0
925 | 926 | 5NP:OFF_WALL_2_0_0 | 9 | Wall | 7.112 | 15.6508 | 16.064 | 90 | 3.325 | 0 | 3 | 4 | 90 | 4.707 | 1 | 926 | 90 | 0 | 1 | 1
926 | 927 | 5NP:OFF_WALL_2_0_0_0_0_0_WIN | 15 | Window | 7.4813 | 2.5627 | 6.93 | 90 | 2.395 | 0.02 | 4 | 4 | 90 | 1.07 | 1 | 926 | 90 | 0 | 1 | 1
927 | 928 | 5NP:OFF_WALL_3_0_0 | 9 | Wall | 21.0066 | 66.5465 | 46.678 | 0 | 3.325 | 0 | 3 | 4 | 90 | 20.014 | 1 | 928 | 90 | 0 | 1 | 1
928 | 929 | 5NP:OFF_WALL_3_0_0_0_0_0_WIN | 15 | Window | 39.9 | 2.5627 | 6.93 | 0 | 2.395 | 0.02 | 4 | 4 | 90 | 1.07 | 1 | 928 | 90 | 0 | 1 | 1
929 | 930 | 5NP:OFF_WALL_4_0_0 | 9 | Wall | 7.112 | 15.6508 | 16.064 | 270 | 3.325 | 0 | 3 | 4 | 90 | 4.707 | 1 | 930 | 90 | 0 | 1 | 1
930 | 931 | 5NP:OFF_WALL_4_0_0_0_0_0_WIN | 15 | Window | 7.4813 | 2.5627 | 6.93 | 270 | 2.395 | 0.02 | 4 | 4 | 90 | 1.07 | 1 | 930 | 90 | 0 | 1 | 1
931 | 932 | 5NP:OFF_FLOOR_0_0_10303 | 6 | Floor | 94.2059 | 94.2059 | 49.442 | 0 | 4.707 | 0 | 3 | 4 | 180 | 20.014 | 1 | 932 | 90 | 628 | 0 | 0
932 | 933 | 5NP:OFF_CEILING_1_0_0 | 5 | Roof | 94.2059 | 94.2059 | 49.442 | 180 | 4.707 | 0 | 3 | 4 | 0 | 20.014 | 1 | 933 | 90 | 942 | 0 | 0
933 | 934 | 6NP:OFF1_WALL_2_0_0 | 9 | Wall | 7.332 | 16.4745 | 16.414 | 90 | 3.5 | 0 | 3 | 4 | 90 | 4.707 | 1 | 934 | 91 | 0 | 1 | 1
934 | 935 | 6NP:OFF1_WALL_2_0_0_0_0_0_WIN | 15 | Window | 8.0325 | 2.7499 | 7.28 | 90 | 2.57 | 0.02 | 4 | 4 | 90 | 1.07 | 1 | 934 | 91 | 0 | 1 | 1
935 | 936 | 6NP:OFF1_WALL_3_0_0 | 9 | Wall | 21.289 | 70.049 | 47.028 | 0 | 3.5 | 0 | 3 | 4 | 90 | 20.014 | 1 | 936 | 91 | 0 | 1 | 1
936 | 937 | 6NP:OFF1_WALL_3_0_0_0_0_0_WIN | 15 | Window | 42.84 | 2.7499 | 7.28 | 0 | 2.57 | 0.02 | 4 | 4 | 90 | 1.07 | 1 | 936 | 91 | 0 | 1 | 1
937 | 938 | 6NP:OFF1_WALL_4_0_0 | 9 | Wall | 7.332 | 16.4745 | 16.414 | 270 | 3.5 | 0 | 3 | 4 | 90 | 4.707 | 1 | 938 | 91 | 0 | 1 | 1
938 | 939 | 6NP:OFF1_WALL_4_0_0_0_0_0_WIN | 15 | Window | 8.0325 | 2.7499 | 7.28 | 270 | 2.57 | 0.02 | 4 | 4 | 90 | 1.07 | 1 | 938 | 91 | 0 | 1 | 1
939 | 940 | 6NP:OFF1_PARTITION_5_0_0 | 8 | Wall | 26.2745 | 26.2745 | 22.014 | 180 | 3.5 | 0 | 3 | 4 | 90 | 7.507 | 1 | 940 | 91 | 1211 | 0 | 0
940 | 941 | 6NP:OFF1_PARTITION_6_0_0 | 8 | Wall | 43.7745 | 43.7745 | 32.014 | 180 | 3.5 | 0 | 3 | 4 | 90 | 12.507 | 1 | 941 | 91 | 944 | 0 | 0
941 | 942 | 6NP:OFF1_FLOOR_0_0_10430 | 6 | Floor | 94.2059 | 94.2059 | 49.442 | 0 | 4.707 | 0 | 3 | 4 | 180 | 20.014 | 1 | 942 | 91 | 933 | 0 | 0
942 | 943 | 6NP:OFF1_ROOF_1_0_0 | 11 | Roof | 94.2059 | 94.2059 | 49.442 | 180 | 4.707 | 0 | 3 | 4 | 0 | 20.014 | 1 | 943 | 91 | 0 | 1 | 1
943 | 944 | 6NP:CORR1_PARTITION_3_0_10432 | 7 | Wall | 43.7745 | 43.7745 | 32.014 | 0 | 3.5 | 0 | 3 | 4 | 90 | 12.507 | 1 | 944 | 92 | 941 | 0 | 0
944 | 945 | 6NP:CORR1_WALL_2_0_0 | 9 | Wall | 6.2575 | 15.4 | 15.8 | 90 | 3.5 | 0 | 3 | 4 | 90 | 4.4 | 1 | 945 | 92 | 0 | 1 | 1
945 | 946 | 6NP:CORR1_WALL_2_0_0_0_0_0_WIN | 15 | Window | 8.0325 | 2.7499 | 7.28 | 90 | 2.57 | 0.02 | 4 | 4 | 90 | 1.07 | 1 | 945 | 92 | 0 | 1 | 1
946 | 947 | 6NP:CORR1_PARTITION_4_0_0 | 7 | Wall | 7.7 | 7.7 | 11.4 | 270 | 3.5 | 0 | 3 | 4 | 90 | 2.2 | 1 | 947 | 92 | 1212 | 0 | 0
947 | 948 | 6NP:CORR1_PARTITION_5_0_0 | 7 | Wall | 17.5 | 17.5 | 17 | 180 | 3.5 | 0 | 3 | 4 | 90 | 5 | 1 | 948 | 92 | 1185 | 0 | 0
948 | 949 | 6NP:CORR1_PARTITION_6_0_0 | 7 | Wall | 9.1 | 9.1 | 12.2 | 270 | 3.5 | 0 | 3 | 4 | 90 | 2.6 | 1 | 949 | 92 | 1186 | 0 | 0
949 | 950 | 6NP:CORR1_PARTITION_7_0_0 | 7 | Wall | 17.5 | 17.5 | 17 | 270 | 3.5 | 0 | 3 | 4 | 90 | 5 | 1 | 950 | 92 | 1192 | 0 | 0
950 | 951 | 6NP:CORR1_PARTITION_8_0_0 | 7 | Wall | 7.7 | 7.7 | 11.4 | 180 | 3.5 | 0 | 3 | 4 | 90 | 2.2 | 1 | 951 | 92 | 1062 | 0 | 0
951 | 952 | 6NP:CORR1_PARTITION_9_0_0 | 7 | Wall | 4.9 | 4.9 | 9.8 | 90 | 3.5 | 0 | 3 | 4 | 90 | 1.4 | 1 | 952 | 92 | 970 | 0 | 0
952 | 953 | 6NP:CORR1_PARTITION_10_0_0 | 7 | Wall | 14 | 14 | 15 | 90 | 3.5 | 0 | 3 | 4 | 90 | 4 | 1 | 953 | 92 | 963 | 0 | 0
953 | 954 | 6NP:CORR1_PARTITION_11_0_0 | 7 | Wall | 18.5745 | 18.5745 | 17.614 | 180 | 3.5 | 0 | 3 | 4 | 90 | 5.307 | 1 | 954 | 92 | 964 | 0 | 0
954 | 955 | 6NP:CORR1_FLOOR_0_0_10401 | 6 | Floor | 11.88 | 11.88 | 15.2 | 0 | 5.4 | 0 | 3 | 4 | 180 | 2.2 | 1 | 955 | 92 | 840 | 0 | 0
955 | 956 | 6NP:CORR1_FLOOR_0_0_10402 | 6 | Floor | 11 | 11 | 14.4 | 0 | 2.2 | 0 | 3 | 4 | 180 | 5 | 1 | 956 | 92 | 841 | 0 | 0
956 | 957 | 6NP:CORR1_FLOOR_0_0_10403 | 6 | Floor | 33.0308 | 33.0308 | 23.814 | 0 | 4.4 | 0 | 3 | 4 | 180 | 7.507 | 1 | 957 | 92 | 842 | 0 | 0
957 | 958 | 6NP:CORR1_CEILING_1_0_0 | 5 | Roof | 12.289 | 12.289 | 17.0232 | 180 | 6.6689 | 0 | 3 | 4 | 0 | 1.8428 | 1 | 958 | 92 | 1258 | 0 | 0
958 | 959 | 6NP:CORR1_ROOF_1_1_0 | 11 | Roof | 1.9291 | 1.9291 | 11.5145 | 180 | 5.4 | 0 | 3 | 4 | 0 | 0.35725 | 1 | 959 | 92 | 0 | 1 | 1
959 | 960 | 6NP:CORR1_ROOF_1_1_1 | 11 | Roof | 11 | 11 | 14.4 | 180 | 2.2 | 0 | 3 | 4 | 0 | 5 | 1 | 960 | 92 | 0 | 1 | 1
960 | 961 | 6NP:CORR1_ROOF_1_1_2 | 11 | Roof | 5.7699 | 5.7699 | 9.9478 | 180 | 3.1311 | 0 | 3 | 4 | 0 | 1.8428 | 1 | 961 | 92 | 0 | 1 | 1
961 | 962 | 6NP:CORR1_ROOF_1_1_3 | 11 | Roof | 24.9227 | 24.9227 | 20.1285 | 180 | 4.4 | 0 | 3 | 4 | 0 | 5.6642 | 1 | 962 | 92 | 0 | 1 | 1
962 | 963 | 6NP:OFF2_PARTITION_4_0_10440 | 8 | Wall | 14 | 14 | 15 | 270 | 3.5 | 0 | 3 | 4 | 90 | 4 | 1 | 963 | 93 | 953 | 0 | 0
963 | 964 | 6NP:OFF2_PARTITION_3_0_10441 | 8 | Wall | 18.5745 | 18.5745 | 17.614 | 0 | 3.5 | 0 | 3 | 4 | 90 | 5.307 | 1 | 964 | 93 | 954 | 0 | 0
964 | 965 | 6NP:OFF2_WALL_2_0_0 | 9 | Wall | 4.8575 | 14 | 15 | 90 | 3.5 | 0 | 3 | 4 | 90 | 4 | 1 | 965 | 93 | 0 | 1 | 1
965 | 966 | 6NP:OFF2_WALL_2_0_0_0_0_0_WIN | 15 | Window | 8.0325 | 2.7499 | 7.28 | 90 | 2.57 | 0.02 | 4 | 4 | 90 | 1.07 | 1 | 965 | 93 | 0 | 1 | 1
966 | 967 | 6NP:OFF2_PARTITION_5_0_0 | 7 | Wall | 18.5745 | 18.5745 | 17.614 | 180 | 3.5 | 0 | 3 | 4 | 90 | 5.307 | 1 | 967 | 93 | 971 | 0 | 0
967 | 968 | 6NP:OFF2_FLOOR_0_0_10412 | 6 | Floor | 21.228 | 21.228 | 18.614 | 0 | 4 | 0 | 3 | 4 | 180 | 5.307 | 1 | 968 | 93 | 856 | 0 | 0
968 | 969 | 6NP:OFF2_ROOF_1_0_0 | 11 | Roof | 21.228 | 21.228 | 18.614 | 180 | 4 | 0 | 3 | 4 | 0 | 5.307 | 1 | 969 | 93 | 0 | 1 | 1
969 | 970 | 6NP:OFF3_PARTITION_4_0_10439 | 8 | Wall | 4.9 | 4.9 | 9.8 | 270 | 3.5 | 0 | 3 | 4 | 90 | 1.4 | 1 | 970 | 94 | 952 | 0 | 0
970 | 971 | 6NP:OFF3_PARTITION_3_0_10442 | 8 | Wall | 18.5745 | 18.5745 | 17.614 | 0 | 3.5 | 0 | 3 | 4 | 90 | 5.307 | 1 | 971 | 94 | 967 | 0 | 0
971 | 972 | 6NP:OFF3_WALL_2_0_0 | 9 | Wall | 17.7825 | 57.4 | 39.8 | 90 | 3.5 | 0 | 3 | 4 | 90 | 16.4 | 1 | 972 | 94 | 0 | 1 | 1
972 | 973 | 6NP:OFF3_WALL_2_0_0_0_0_0_WIN | 15 | Window | 34.8075 | 2.7499 | 7.28 | 90 | 2.57 | 0.02 | 4 | 4 | 90 | 1.07 | 1 | 972 | 94 | 0 | 1 | 1
973 | 974 | 6NP:OFF3_PARTITION_5_0_0 | 8 | Wall | 52.5 | 52.5 | 37 | 270 | 3.5 | 0 | 3 | 4 | 90 | 15 | 1 | 974 | 94 | 1063 | 0 | 0
974 | 975 | 6NP:OFF3_PARTITION_6_0_0 | 7 | Wall | 18.5745 | 18.5745 | 17.614 | 180 | 3.5 | 0 | 3 | 4 | 90 | 5.307 | 1 | 975 | 94 | 978 | 0 | 0
975 | 976 | 6NP:OFF3_FLOOR_0_0_10359 | 6 | Floor | 87.0348 | 87.0348 | 43.414 | 0 | 16.4 | 0 | 3 | 4 | 180 | 5.307 | 1 | 976 | 94 | 721 | 0 | 0
976 | 977 | 6NP:OFF3_ROOF_1_0_0 | 11 | Roof | 87.0348 | 87.0348 | 43.414 | 180 | 16.4 | 0 | 3 | 4 | 0 | 5.307 | 1 | 977 | 94 | 0 | 1 | 1
977 | 978 | 6NP:OFF4_PARTITION_3_0_10444 | 8 | Wall | 18.5745 | 18.5745 | 17.614 | 0 | 3.5 | 0 | 3 | 4 | 90 | 5.307 | 1 | 978 | 95 | 975 | 0 | 0
978 | 979 | 6NP:OFF4_WALL_2_0_0 | 9 | Wall | 5.5575 | 14.7 | 15.4 | 90 | 3.5 | 0 | 3 | 4 | 90 | 4.2 | 1 | 979 | 95 | 0 | 1 | 1
979 | 980 | 6NP:OFF4_WALL_2_0_0_0_0_0_WIN | 15 | Window | 8.0325 | 2.7499 | 7.28 | 90 | 2.57 | 0.02 | 4 | 4 | 90 | 1.07 | 1 | 979 | 95 | 0 | 1 | 1
980 | 981 | 6NP:OFF4_PARTITION_4_0_0 | 8 | Wall | 14.7 | 14.7 | 15.4 | 270 | 3.5 | 0 | 3 | 4 | 90 | 4.2 | 1 | 981 | 95 | 1064 | 0 | 0
981 | 982 | 6NP:OFF4_PARTITION_5_0_0 | 8 | Wall | 18.5745 | 18.5745 | 17.614 | 180 | 3.5 | 0 | 3 | 4 | 90 | 5.307 | 1 | 982 | 95 | 985 | 0 | 0
982 | 983 | 6NP:OFF4_FLOOR_0_0_10393 | 6 | Floor | 22.2894 | 22.2894 | 19.014 | 0 | 4.2 | 0 | 3 | 4 | 180 | 5.307 | 1 | 983 | 95 | 813 | 0 | 0
983 | 984 | 6NP:OFF4_ROOF_1_0_0 | 11 | Roof | 22.2894 | 22.2894 | 19.014 | 180 | 4.2 | 0 | 3 | 4 | 0 | 5.307 | 1 | 984 | 95 | 0 | 1 | 1
984 | 985 | 6NP:LOBBY_PARTITION_3_0_10446 | 7 | Wall | 18.5745 | 18.5745 | 17.614 | 0 | 3.5 | 0 | 3 | 4 | 90 | 5.307 | 1 | 985 | 96 | 982 | 0 | 0
985 | 986 | 6NP:LOBBY_WALL_2_0_0 | 9 | Wall | 5.5575 | 14.7 | 15.4 | 90 | 3.5 | 0 | 3 | 4 | 90 | 4.2 | 1 | 986 | 96 | 0 | 1 | 1
986 | 987 | 6NP:LOBBY_WALL_2_0_0_0_0_0_WIN | 15 | Window | 8.0325 | 2.7499 | 7.28 | 90 | 2.57 | 0.02 | 4 | 4 | 90 | 1.07 | 1 | 986 | 96 | 0 | 1 | 1
987 | 988 | 6NP:LOBBY_PARTITION_4_0_0 | 7 | Wall | 7.7 | 7.7 | 11.4 | 0 | 3.5 | 0 | 3 | 4 | 90 | 2.2 | 1 | 988 | 96 | 1065 | 0 | 0
988 | 989 | 6NP:LOBBY_PARTITION_5_0_0 | 7 | Wall | 16.1 | 16.1 | 16.2 | 0 | 3.5 | 0 | 3 | 4 | 90 | 4.6 | 1 | 989 | 96 | 1177 | 0 | 0
989 | 990 | 6NP:LOBBY_PARTITION_6_0_0 | 7 | Wall | 13.3 | 13.3 | 14.6 | 270 | 3.5 | 0 | 3 | 4 | 90 | 3.8 | 1 | 990 | 96 | 1108 | 0 | 0
990 | 991 | 6NP:LOBBY_PARTITION_7_0_0 | 7 | Wall | 1.4 | 1.4 | 7.8 | 270 | 3.5 | 0 | 3 | 4 | 90 | 0.4 | 1 | 991 | 96 | 1241 | 0 | 0
991 | 992 | 6NP:LOBBY_PARTITION_8_0_0 | 7 | Wall | 42.3745 | 42.3745 | 31.214 | 180 | 3.5 | 0 | 3 | 4 | 90 | 12.107 | 1 | 992 | 96 | 995 | 0 | 0
992 | 993 | 6NP:LOBBY_FLOOR_0_0_10429 | 6 | Floor | 50.8494 | 50.8494 | 32.614 | 0 | 4.2 | 0 | 3 | 4 | 180 | 12.107 | 1 | 993 | 96 | 923 | 0 | 0
993 | 994 | 6NP:LOBBY_ROOF_1_0_0 | 11 | Roof | 50.8494 | 50.8494 | 32.614 | 180 | 4.2 | 0 | 3 | 4 | 0 | 12.107 | 1 | 994 | 96 | 0 | 1 | 1
994 | 995 | 6NP:OFF5_PARTITION_3_0_10451 | 8 | Wall | 42.3745 | 42.3745 | 31.214 | 0 | 3.5 | 0 | 3 | 4 | 90 | 12.107 | 1 | 995 | 97 | 992 | 0 | 0
995 | 996 | 6NP:OFF5_WALL_2_0_0 | 9 | Wall | 4.9845 | 17.1745 | 16.814 | 90 | 3.5 | 0 | 3 | 4 | 90 | 4.907 | 1 | 996 | 97 | 0 | 1 | 1
996 | 997 | 6NP:OFF5_WALL_2_0_0_0_0_0_WIN | 15 | Window | 10.71 | 2.7499 | 7.28 | 90 | 2.57 | 0.02 | 4 | 4 | 90 | 1.07 | 1 | 996 | 97 | 0 | 1 | 1
997 | 998 | 6NP:OFF5_PARTITION_4_0_0 | 7 | Wall | 17.1745 | 17.1745 | 16.814 | 270 | 3.5 | 0 | 3 | 4 | 90 | 4.907 | 1 | 998 | 97 | 1242 | 0 | 0
998 | 999 | 6NP:OFF5_WALL_5_0_0 | 9 | Wall | 11.8995 | 42.3745 | 31.214 | 180 | 3.5 | 0 | 3 | 4 | 90 | 12.107 | 1 | 999 | 97 | 0 | 1 | 1
999 | 1000 | 6NP:OFF5_WALL_5_0_0_0_0_0_WIN | 15 | Window | 26.775 | 2.7499 | 7.28 | 180 | 2.57 | 0.02 | 4 | 4 | 90 | 1.07 | 1 | 999 | 97 | 0 | 1 | 1
1000 | 1001 | 6NP:OFF5_FLOOR_0_0_10427 | 6 | Floor | 59.409 | 59.409 | 34.028 | 0 | 4.907 | 0 | 3 | 4 | 180 | 12.107 | 1 | 1001 | 97 | 913 | 0 | 0
1001 | 1002 | 6NP:OFF5_ROOF_1_0_0 | 11 | Roof | 59.409 | 59.409 | 34.028 | 180 | 4.907 | 0 | 3 | 4 | 0 | 12.107 | 1 | 1002 | 97 | 0 | 1 | 1
1002 | 1003 | 6NP:CORR2_PARTITION_2_0_0 | 7 | Wall | 21.3745 | 21.3745 | 19.214 | 90 | 3.5 | 0 | 3 | 4 | 90 | 6.107 | 1 | 1003 | 98 | 1012 | 0 | 0
1003 | 1004 | 6NP:CORR2_WALL_3_0_0 | 9 | Wall | 4.7795 | 10.8745 | 13.214 | 0 | 3.5 | 0 | 3 | 4 | 90 | 3.107 | 1 | 1004 | 98 | 0 | 1 | 1
1004 | 1005 | 6NP:CORR2_WALL_3_0_0_0_0_0_WIN | 15 | Window | 5.355 | 2.7499 | 7.28 | 0 | 2.57 | 0.02 | 4 | 4 | 90 | 1.07 | 1 | 1004 | 98 | 0 | 1 | 1
1005 | 1006 | 6NP:CORR2_WALL_4_0_0 | 9 | Wall | 9.637 | 24.8745 | 21.214 | 270 | 3.5 | 0 | 3 | 4 | 90 | 7.107 | 1 | 1006 | 98 | 0 | 1 | 1
1006 | 1007 | 6NP:CORR2_WALL_4_0_0_0_0_0_WIN | 15 | Window | 13.3875 | 2.7499 | 7.28 | 270 | 2.57 | 0.02 | 4 | 4 | 90 | 1.07 | 1 | 1006 | 98 | 0 | 1 | 1
1007 | 1008 | 6NP:CORR2_PARTITION_5_0_0 | 7 | Wall | 10.8745 | 10.8745 | 13.214 | 180 | 3.5 | 0 | 3 | 4 | 90 | 3.107 | 1 | 1008 | 98 | 1098 | 0 | 0
1008 | 1009 | 6NP:CORR2_PARTITION_6_0_0 | 7 | Wall | 3.5 | 3.5 | 9 | 90 | 3.5 | 0 | 3 | 4 | 90 | 1 | 1 | 1009 | 98 | 1019 | 0 | 0
1009 | 1010 | 6NP:CORR2_FLOOR_0_0_10304 | 6 | Floor | 22.0814 | 22.0814 | 20.428 | 0 | 7.107 | 0 | 3 | 4 | 180 | 3.107 | 1 | 1010 | 98 | 637 | 0 | 0
1010 | 1011 | 6NP:CORR2_ROOF_1_0_0 | 11 | Roof | 22.0814 | 22.0814 | 20.428 | 180 | 7.107 | 0 | 3 | 4 | 0 | 3.107 | 1 | 1011 | 98 | 0 | 1 | 1
1011 | 1012 | 6NP:SHAFT1_PARTITION_4_0_10453 | 8 | Wall | 21.3745 | 21.3745 | 19.214 | 270 | 3.5 | 0 | 3 | 4 | 90 | 6.107 | 1 | 1012 | 99 | 1003 | 0 | 0
1012 | 1013 | 6NP:SHAFT1_PARTITION_2_0_0 | 8 | Wall | 21.3745 | 21.3745 | 19.214 | 90 | 3.5 | 0 | 3 | 4 | 90 | 6.107 | 1 | 1013 | 99 | 1020 | 0 | 0
1013 | 1014 | 6NP:SHAFT1_WALL_3_0_0 | 9 | Wall | 5.3525 | 8.4 | 11.8 | 0 | 3.5 | 0 | 3 | 4 | 90 | 2.4 | 1 | 1014 | 99 | 0 | 1 | 1
1014 | 1015 | 6NP:SHAFT1_WALL_3_0_0_0_0_0_WIN | 15 | Window | 2.6775 | 2.7499 | 7.28 | 0 | 2.57 | 0.02 | 4 | 4 | 90 | 1.07 | 1 | 1014 | 99 | 0 | 1 | 1
1015 | 1016 | 6NP:SHAFT1_PARTITION_5_0_0 | 8 | Wall | 8.4 | 8.4 | 11.8 | 180 | 3.5 | 0 | 3 | 4 | 90 | 2.4 | 1 | 1016 | 99 | 1021 | 0 | 0
1016 | 1017 | 6NP:SHAFT1_FLOOR_0_0_10363 | 6 | Floor | 14.6568 | 14.6568 | 17.014 | 0 | 6.107 | 0 | 3 | 4 | 180 | 2.4 | 1 | 1017 | 99 | 728 | 0 | 0
1017 | 1018 | 6NP:SHAFT1_ROOF_1_0_0 | 11 | Roof | 14.6568 | 14.6568 | 17.014 | 180 | 6.107 | 0 | 3 | 4 | 0 | 2.4 | 1 | 1018 | 99 | 0 | 1 | 1
1018 | 1019 | 6NP:CORR3_PARTITION_6_0_10455 | 8 | Wall | 3.5 | 3.5 | 9 | 270 | 3.5 | 0 | 3 | 4 | 90 | 1 | 1 | 1019 | 100 | 1009 | 0 | 0
1019 | 1020 | 6NP:CORR3_PARTITION_4_0_10456 | 7 | Wall | 21.3745 | 21.3745 | 19.214 | 270 | 3.5 | 0 | 3 | 4 | 90 | 6.107 | 1 | 1020 | 100 | 1013 | 0 | 0
1020 | 1021 | 6NP:CORR3_PARTITION_5_0_10457 | 7 | Wall | 8.4 | 8.4 | 11.8 | 0 | 3.5 | 0 | 3 | 4 | 90 | 2.4 | 1 | 1021 | 100 | 1016 | 0 | 0
1021 | 1022 | 6NP:CORR3_PARTITION_2_0_0 | 7 | Wall | 13.6745 | 13.6745 | 14.814 | 90 | 3.5 | 0 | 3 | 4 | 90 | 3.907 | 1 | 1022 | 100 | 1031 | 0 | 0
1022 | 1023 | 6NP:CORR3_WALL_3_0_0 | 9 | Wall | 3.005 | 9.1 | 12.2 | 0 | 3.5 | 0 | 3 | 4 | 90 | 2.6 | 1 | 1023 | 100 | 0 | 1 | 1
1023 | 1024 | 6NP:CORR3_WALL_3_0_0_0_0_0_WIN | 15 | Window | 5.355 | 2.7499 | 7.28 | 0 | 2.57 | 0.02 | 4 | 4 | 90 | 1.07 | 1 | 1023 | 100 | 0 | 1 | 1
1024 | 1025 | 6NP:CORR3_PARTITION_7_0_0 | 7 | Wall | 17.5 | 17.5 | 17 | 180 | 3.5 | 0 | 3 | 4 | 90 | 5 | 1 | 1025 | 100 | 1099 | 0 | 0
1025 | 1026 | 6NP:CORR3_PARTITION_8_0_0 | 7 | Wall | 11.2 | 11.2 | 13.4 | 90 | 3.5 | 0 | 3 | 4 | 90 | 3.2 | 1 | 1026 | 100 | 1079 | 0 | 0
1026 | 1027 | 6NP:CORR3_FLOOR_0_0_10308 | 6 | Floor | 15.8782 | 15.8782 | 17.414 | 0 | 6.107 | 0 | 3 | 4 | 180 | 2.6 | 1 | 1027 | 100 | 648 | 0 | 0
1027 | 1028 | 6NP:CORR3_FLOOR_0_0_10309 | 6 | Floor | 5 | 5 | 12 | 0 | 1 | 0 | 3 | 4 | 180 | 5 | 1 | 1028 | 100 | 649 | 0 | 0
1028 | 1029 | 6NP:CORR3_ROOF_1_0_0 | 11 | Roof | 15.8782 | 15.8782 | 17.414 | 180 | 6.107 | 0 | 3 | 4 | 0 | 2.6 | 1 | 1029 | 100 | 0 | 1 | 1
1029 | 1030 | 6NP:CORR3_ROOF_1_0_1 | 11 | Roof | 5 | 5 | 12 | 180 | 1 | 0 | 3 | 4 | 0 | 5 | 1 | 1030 | 100 | 0 | 1 | 1
1030 | 1031 | 6NP:CORR4_PARTITION_13_0_10458 | 8 | Wall | 13.6745 | 13.6745 | 14.814 | 270 | 3.5 | 0 | 3 | 4 | 90 | 3.907 | 1 | 1031 | 101 | 1022 | 0 | 0
1031 | 1032 | 6NP:CORR4_PARTITION_2_0_0 | 7 | Wall | 7 | 7 | 11 | 90 | 3.5 | 0 | 3 | 4 | 90 | 2 | 1 | 1032 | 101 | 1066 | 0 | 0
1032 | 1033 | 6NP:CORR4_PARTITION_3_0_0 | 7 | Wall | 17.5 | 17.5 | 17 | 0 | 3.5 | 0 | 3 | 4 | 90 | 5 | 1 | 1033 | 101 | 1205 | 0 | 0
1033 | 1034 | 6NP:CORR4_PARTITION_4_0_0 | 7 | Wall | 13.3 | 13.3 | 14.6 | 90 | 3.5 | 0 | 3 | 4 | 90 | 3.8 | 1 | 1034 | 101 | 1206 | 0 | 0
1034 | 1035 | 6NP:CORR4_PARTITION_5_0_0 | 7 | Wall | 2.8 | 2.8 | 8.6 | 90 | 3.5 | 0 | 3 | 4 | 90 | 0.8 | 1 | 1035 | 101 | 1199 | 0 | 0
1035 | 1036 | 6NP:CORR4_PARTITION_6_0_0 | 7 | Wall | 3.5 | 3.5 | 9 | 90 | 3.5 | 0 | 3 | 4 | 90 | 1 | 1 | 1036 | 101 | 1193 | 0 | 0
1036 | 1037 | 6NP:CORR4_PARTITION_7_0_0 | 7 | Wall | 9.8 | 9.8 | 12.6 | 0 | 3.5 | 0 | 3 | 4 | 90 | 2.8 | 1 | 1037 | 101 | 1213 | 0 | 0
1037 | 1038 | 6NP:CORR4_PARTITION_8_0_0 | 7 | Wall | 8.4 | 8.4 | 11.8 | 0 | 3.5 | 0 | 3 | 4 | 90 | 2.4 | 1 | 1038 | 101 | 1233 | 0 | 0
1038 | 1039 | 6NP:CORR4_PARTITION_9_0_0 | 7 | Wall | 14 | 14 | 15 | 270 | 3.5 | 0 | 3 | 4 | 90 | 4 | 1 | 1039 | 101 | 1226 | 0 | 0
1039 | 1040 | 6NP:CORR4_PARTITION_10_0_0 | 7 | Wall | 8.0745 | 8.0745 | 11.614 | 0 | 3.5 | 0 | 3 | 4 | 90 | 2.307 | 1 | 1040 | 101 | 1227 | 0 | 0
1040 | 1041 | 6NP:CORR4_WALL_11_0_0 | 9 | Wall | 0.3255 | 0.3255 | 7.186 | 270 | 3.5 | 0 | 3 | 4 | 90 | 0.093 | 1 | 1041 | 101 | 0 | 1 | 1
1041 | 1042 | 6NP:CORR4_WALL_12_0_0 | 9 | Wall | 1.0255 | 1.0255 | 7.586 | 0 | 3.5 | 0 | 3 | 4 | 90 | 0.293 | 1 | 1042 | 101 | 0 | 1 | 1
1042 | 1043 | 6NP:CORR4_PARTITION_14_0_0 | 7 | Wall | 7 | 7 | 11 | 180 | 3.5 | 0 | 3 | 4 | 90 | 2 | 1 | 1043 | 101 | 1080 | 0 | 0
1043 | 1044 | 6NP:CORR4_PARTITION_15_0_0 | 7 | Wall | 10.5 | 10.5 | 13 | 180 | 3.5 | 0 | 3 | 4 | 90 | 3 | 1 | 1044 | 101 | 1086 | 0 | 0
1044 | 1045 | 6NP:CORR4_PARTITION_16_0_0 | 7 | Wall | 20.3 | 20.3 | 18.6 | 270 | 3.5 | 0 | 3 | 4 | 90 | 5.8 | 1 | 1045 | 101 | 1087 | 0 | 0
1045 | 1046 | 6NP:CORR4_PARTITION_17_0_0 | 7 | Wall | 9.8 | 9.8 | 12.6 | 180 | 3.5 | 0 | 3 | 4 | 90 | 2.8 | 1 | 1046 | 101 | 1109 | 0 | 0
1046 | 1047 | 6NP:CORR4_PARTITION_18_0_0 | 8 | Wall | 8.4 | 8.4 | 11.8 | 90 | 3.5 | 0 | 3 | 4 | 90 | 2.4 | 1 | 1047 | 101 | 1151 | 0 | 0
1047 | 1048 | 6NP:CORR4_PARTITION_19_0_0 | 7 | Wall | 3.5 | 3.5 | 9 | 90 | 3.5 | 0 | 3 | 4 | 90 | 1 | 1 | 1048 | 101 | 1092 | 0 | 0
1048 | 1049 | 6NP:CORR4_PARTITION_20_0_0 | 7 | Wall | 9.8 | 9.8 | 12.6 | 90 | 3.5 | 0 | 3 | 4 | 90 | 2.8 | 1 | 1049 | 101 | 1158 | 0 | 0
1049 | 1050 | 6NP:CORR4_PARTITION_21_0_0 | 7 | Wall | 17.5 | 17.5 | 17 | 180 | 3.5 | 0 | 3 | 4 | 90 | 5 | 1 | 1050 | 101 | 1159 | 0 | 0
1050 | 1051 | 6NP:CORR4_FLOOR_0_0_10324 | 6 | Floor | 10 | 10 | 14 | 0 | 2 | 0 | 3 | 4 | 180 | 5 | 1 | 1051 | 101 | 688 | 0 | 0
1051 | 1052 | 6NP:CORR4_FLOOR_0_0_10325 | 6 | Floor | 20.8 | 20.8 | 18.4 | 0 | 4 | 0 | 3 | 4 | 180 | 5.2 | 1 | 1052 | 101 | 689 | 0 | 0
1052 | 1053 | 6NP:CORR4_FLOOR_0_0_10326 | 6 | Floor | 0.69815 | 0.69815 | 15.2 | 0 | 0.093 | 0 | 3 | 4 | 180 | 7.507 | 1 | 1053 | 101 | 690 | 0 | 0
1053 | 1054 | 6NP:CORR4_FLOOR_0_0_10327 | 6 | Floor | 19.535 | 19.535 | 17.814 | 0 | 3.907 | 0 | 3 | 4 | 180 | 5 | 1 | 1054 | 101 | 691 | 0 | 0
1054 | 1055 | 6NP:CORR4_FLOOR_0_0_10328 | 6 | Floor | 27.1796 | 27.1796 | 25.014 | 0 | 9.707 | 0 | 3 | 4 | 180 | 2.8 | 1 | 1055 | 101 | 692 | 0 | 0
1055 | 1056 | 6NP:CORR4_CEILING_1_0_0 | 5 | Roof | 10 | 10 | 14 | 180 | 2 | 0 | 3 | 4 | 0 | 5 | 1 | 1056 | 101 | 1259 | 0 | 0
1056 | 1057 | 6NP:CORR4_CEILING_1_0_1 | 5 | Roof | 21.6832 | 21.6832 | 30.7425 | 180 | 13.8 | 0 | 3 | 4 | 0 | 1.5712 | 1 | 1057 | 101 | 1260 | 0 | 0
1057 | 1058 | 6NP:CORR4_ROOF_1_1_0 | 11 | Roof | 9.6 | 9.6 | 12.8 | 180 | 4 | 0 | 3 | 4 | 0 | 2.4 | 1 | 1058 | 101 | 0 | 1 | 1
1058 | 1059 | 6NP:CORR4_ROOF_1_1_1 | 11 | Roof | 0.43775 | 0.43775 | 9.6 | 180 | 0.093 | 0 | 3 | 4 | 0 | 4.707 | 1 | 1059 | 101 | 0 | 1 | 1
1059 | 1060 | 6NP:CORR4_ROOF_1_1_2 | 11 | Roof | 19.535 | 19.535 | 17.814 | 180 | 3.907 | 0 | 3 | 4 | 0 | 5 | 1 | 1060 | 101 | 0 | 1 | 1
1060 | 1061 | 6NP:CORR4_ROOF_1_1_3 | 11 | Roof | 16.9568 | 16.9568 | 30.0575 | 180 | 13.8 | 0 | 3 | 4 | 0 | 1.2288 | 1 | 1061 | 101 | 0 | 1 | 1
1061 | 1062 | 6NP:CORR5_PARTITION_3_0_10438 | 8 | Wall | 7.7 | 7.7 | 11.4 | 0 | 3.5 | 0 | 3 | 4 | 90 | 2.2 | 1 | 1062 | 102 | 951 | 0 | 0
1062 | 1063 | 6NP:CORR5_PARTITION_2_0_10443 | 7 | Wall | 52.5 | 52.5 | 37 | 90 | 3.5 | 0 | 3 | 4 | 90 | 15 | 1 | 1063 | 102 | 974 | 0 | 0
1063 | 1064 | 6NP:CORR5_PARTITION_14_0_10445 | 7 | Wall | 14.7 | 14.7 | 15.4 | 90 | 3.5 | 0 | 3 | 4 | 90 | 4.2 | 1 | 1064 | 102 | 981 | 0 | 0
1064 | 1065 | 6NP:CORR5_PARTITION_13_0_10447 | 8 | Wall | 7.7 | 7.7 | 11.4 | 180 | 3.5 | 0 | 3 | 4 | 90 | 2.2 | 1 | 1065 | 102 | 988 | 0 | 0
1065 | 1066 | 6NP:CORR5_PARTITION_6_0_10463 | 8 | Wall | 7 | 7 | 11 | 270 | 3.5 | 0 | 3 | 4 | 90 | 2 | 1 | 1066 | 102 | 1032 | 0 | 0
1066 | 1067 | 6NP:CORR5_PARTITION_4_0_0 | 7 | Wall | 2.8 | 2.8 | 8.6 | 270 | 3.5 | 0 | 3 | 4 | 90 | 0.8 | 1 | 1067 | 102 | 1200 | 0 | 0
1067 | 1068 | 6NP:CORR5_PARTITION_5_0_0 | 7 | Wall | 13.3 | 13.3 | 14.6 | 270 | 3.5 | 0 | 3 | 4 | 90 | 3.8 | 1 | 1068 | 102 | 1207 | 0 | 0
1068 | 1069 | 6NP:CORR5_PARTITION_7_0_0 | 7 | Wall | 9.8 | 9.8 | 12.6 | 270 | 3.5 | 0 | 3 | 4 | 90 | 2.8 | 1 | 1069 | 102 | 1160 | 0 | 0
1069 | 1070 | 6NP:CORR5_PARTITION_8_0_0 | 7 | Wall | 3.5 | 3.5 | 9 | 270 | 3.5 | 0 | 3 | 4 | 90 | 1 | 1 | 1070 | 102 | 1093 | 0 | 0
1070 | 1071 | 6NP:CORR5_PARTITION_9_0_0 | 8 | Wall | 8.4 | 8.4 | 11.8 | 270 | 3.5 | 0 | 3 | 4 | 90 | 2.4 | 1 | 1071 | 102 | 1152 | 0 | 0
1071 | 1072 | 6NP:CORR5_PARTITION_10_0_0 | 7 | Wall | 2.8 | 2.8 | 8.6 | 270 | 3.5 | 0 | 3 | 4 | 90 | 0.8 | 1 | 1072 | 102 | 1145 | 0 | 0
1072 | 1073 | 6NP:CORR5_PARTITION_11_0_0 | 7 | Wall | 7.7 | 7.7 | 11.4 | 270 | 3.5 | 0 | 3 | 4 | 90 | 2.2 | 1 | 1073 | 102 | 1171 | 0 | 0
1073 | 1074 | 6NP:CORR5_PARTITION_12_0_0 | 7 | Wall | 11.9 | 11.9 | 13.8 | 270 | 3.5 | 0 | 3 | 4 | 90 | 3.4 | 1 | 1074 | 102 | 1178 | 0 | 0
1074 | 1075 | 6NP:CORR5_FLOOR_0_0_10347 | 6 | Floor | 42.24 | 42.24 | 42.8 | 0 | 19.2 | 0 | 3 | 4 | 180 | 2.2 | 1 | 1075 | 102 | 713 | 0 | 0
1075 | 1076 | 6NP:CORR5_CEILING_1_0_0 | 5 | Roof | 32.6999 | 32.6999 | 39.1758 | 180 | 17.7451 | 0 | 3 | 4 | 0 | 1.8428 | 1 | 1076 | 102 | 1261 | 0 | 0
1076 | 1077 | 6NP:CORR5_ROOF_1_1_0 | 11 | Roof | 6.3394 | 6.3394 | 36.2048 | 180 | 17.7451 | 0 | 3 | 4 | 0 | 0.35725 | 1 | 1077 | 102 | 0 | 1 | 1
1077 | 1078 | 6NP:CORR5_ROOF_1_1_1 | 11 | Roof | 3.2007 | 3.2007 | 7.3097 | 180 | 1.4549 | 0 | 3 | 4 | 0 | 2.2 | 1 | 1078 | 102 | 0 | 1 | 1
1078 | 1079 | 6NP:MECH1_PARTITION_4_0_10460 | 8 | Wall | 11.2 | 11.2 | 13.4 | 270 | 3.5 | 0 | 3 | 4 | 90 | 3.2 | 1 | 1079 | 103 | 1026 | 0 | 0
1079 | 1080 | 6NP:MECH1_PARTITION_3_0_10472 | 8 | Wall | 7 | 7 | 11 | 0 | 3.5 | 0 | 3 | 4 | 90 | 2 | 1 | 1080 | 103 | 1043 | 0 | 0
1080 | 1081 | 6NP:MECH1_PARTITION_2_0_0 | 7 | Wall | 20.3 | 20.3 | 18.6 | 90 | 3.5 | 0 | 3 | 4 | 90 | 5.8 | 1 | 1081 | 103 | 1088 | 0 | 0
1081 | 1082 | 6NP:MECH1_PARTITION_5_0_0 | 7 | Wall | 9.1 | 9.1 | 12.2 | 270 | 3.5 | 0 | 3 | 4 | 90 | 2.6 | 1 | 1082 | 103 | 1100 | 0 | 0
1082 | 1083 | 6NP:MECH1_PARTITION_6_0_0 | 8 | Wall | 7 | 7 | 11 | 180 | 3.5 | 0 | 3 | 4 | 90 | 2 | 1 | 1083 | 103 | 1110 | 0 | 0
1083 | 1084 | 6NP:MECH1_FLOOR_0_0_10315 | 6 | Floor | 11.6 | 11.6 | 15.6 | 0 | 5.8 | 0 | 3 | 4 | 180 | 2 | 1 | 1084 | 103 | 656 | 0 | 0
1084 | 1085 | 6NP:MECH1_ROOF_1_0_0 | 11 | Roof | 11.6 | 11.6 | 15.6 | 180 | 5.8 | 0 | 3 | 4 | 0 | 2 | 1 | 1085 | 103 | 0 | 1 | 1
1085 | 1086 | 6NP:WC1_PARTITION_3_0_10473 | 8 | Wall | 10.5 | 10.5 | 13 | 0 | 3.5 | 0 | 3 | 4 | 90 | 3 | 1 | 1086 | 104 | 1044 | 0 | 0
1086 | 1087 | 6NP:WC1_PARTITION_2_0_10474 | 8 | Wall | 20.3 | 20.3 | 18.6 | 90 | 3.5 | 0 | 3 | 4 | 90 | 5.8 | 1 | 1087 | 104 | 1045 | 0 | 0
1087 | 1088 | 6NP:WC1_PARTITION_4_0_10489 | 8 | Wall | 20.3 | 20.3 | 18.6 | 270 | 3.5 | 0 | 3 | 4 | 90 | 5.8 | 1 | 1088 | 104 | 1081 | 0 | 0
1088 | 1089 | 6NP:WC1_PARTITION_5_0_0 | 8 | Wall | 10.5 | 10.5 | 13 | 180 | 3.5 | 0 | 3 | 4 | 90 | 3 | 1 | 1089 | 104 | 1111 | 0 | 0
1089 | 1090 | 6NP:WC1_FLOOR_0_0_10320 | 6 | Floor | 17.4 | 17.4 | 17.6 | 0 | 5.8 | 0 | 3 | 4 | 180 | 3 | 1 | 1090 | 104 | 662 | 0 | 0
1090 | 1091 | 6NP:WC1_ROOF_1_0_0 | 11 | Roof | 17.4 | 17.4 | 17.6 | 180 | 5.8 | 0 | 3 | 4 | 0 | 3 | 1 | 1091 | 104 | 0 | 1 | 1
1091 | 1092 | 6NP:SHAFT2_PARTITION_4_0_10477 | 8 | Wall | 3.5 | 3.5 | 9 | 270 | 3.5 | 0 | 3 | 4 | 90 | 1 | 1 | 1092 | 105 | 1048 | 0 | 0
1092 | 1093 | 6NP:SHAFT2_PARTITION_2_0_10484 | 8 | Wall | 3.5 | 3.5 | 9 | 90 | 3.5 | 0 | 3 | 4 | 90 | 1 | 1 | 1093 | 105 | 1070 | 0 | 0
1093 | 1094 | 6NP:SHAFT2_PARTITION_3_0_0 | 8 | Wall | 17.5 | 17.5 | 17 | 0 | 3.5 | 0 | 3 | 4 | 90 | 5 | 1 | 1094 | 105 | 1161 | 0 | 0
1094 | 1095 | 6NP:SHAFT2_PARTITION_5_0_0 | 8 | Wall | 17.5 | 17.5 | 17 | 180 | 3.5 | 0 | 3 | 4 | 90 | 5 | 1 | 1095 | 105 | 1153 | 0 | 0
1095 | 1096 | 6NP:SHAFT2_FLOOR_0_0_10343 | 6 | Floor | 5 | 5 | 12 | 0 | 1 | 0 | 3 | 4 | 180 | 5 | 1 | 1096 | 105 | 698 | 0 | 0
1096 | 1097 | 6NP:SHAFT2_CEILING_1_0_0 | 5 | Roof | 5 | 5 | 12 | 180 | 1 | 0 | 3 | 4 | 0 | 5 | 1 | 1097 | 105 | 1262 | 0 | 0
1097 | 1098 | 6NP:SHAFT3_PARTITION_5_0_10454 | 8 | Wall | 10.8745 | 10.8745 | 13.214 | 0 | 3.5 | 0 | 3 | 4 | 90 | 3.107 | 1 | 1098 | 106 | 1008 | 0 | 0
1098 | 1099 | 6NP:SHAFT3_PARTITION_4_0_10459 | 8 | Wall | 17.5 | 17.5 | 17 | 0 | 3.5 | 0 | 3 | 4 | 90 | 5 | 1 | 1099 | 106 | 1025 | 0 | 0
1099 | 1100 | 6NP:SHAFT3_PARTITION_3_0_10490 | 8 | Wall | 9.1 | 9.1 | 12.2 | 90 | 3.5 | 0 | 3 | 4 | 90 | 2.6 | 1 | 1100 | 106 | 1082 | 0 | 0
1100 | 1101 | 6NP:SHAFT3_PARTITION_2_0_0 | 8 | Wall | 1.0745 | 1.0745 | 7.614 | 90 | 3.5 | 0 | 3 | 4 | 90 | 0.307 | 1 | 1101 | 106 | 1112 | 0 | 0
1101 | 1102 | 6NP:SHAFT3_WALL_6_0_0 | 9 | Wall | 4.0795 | 10.1745 | 12.814 | 270 | 3.5 | 0 | 3 | 4 | 90 | 2.907 | 1 | 1102 | 106 | 0 | 1 | 1
1102 | 1103 | 6NP:SHAFT3_WALL_6_0_0_0_0_0_WIN | 15 | Window | 5.355 | 2.7499 | 7.28 | 270 | 2.57 | 0.02 | 4 | 4 | 90 | 1.07 | 1 | 1102 | 106 | 0 | 1 | 1
1103 | 1104 | 6NP:SHAFT3_WALL_7_0_0 | 9 | Wall | 10.0895 | 28.3745 | 23.214 | 180 | 3.5 | 0 | 3 | 4 | 90 | 8.107 | 1 | 1104 | 106 | 0 | 1 | 1
1104 | 1105 | 6NP:SHAFT3_WALL_7_0_0_0_0_0_WIN | 15 | Window | 16.065 | 2.7499 | 7.28 | 180 | 2.57 | 0.02 | 4 | 4 | 90 | 1.07 | 1 | 1104 | 106 | 0 | 1 | 1
1105 | 1106 | 6NP:SHAFT3_FLOOR_0_0_10364 | 6 | Floor | 23.567 | 23.567 | 22.028 | 0 | 2.907 | 0 | 3 | 4 | 180 | 8.107 | 1 | 1106 | 106 | 738 | 0 | 0
1106 | 1107 | 6NP:SHAFT3_ROOF_1_0_0 | 11 | Roof | 23.567 | 23.567 | 22.028 | 180 | 2.907 | 0 | 3 | 4 | 0 | 8.107 | 1 | 1107 | 106 | 0 | 1 | 1
1107 | 1108 | 6NP:CORR6_PARTITION_14_0_10449 | 8 | Wall | 13.3 | 13.3 | 14.6 | 90 | 3.5 | 0 | 3 | 4 | 90 | 3.8 | 1 | 1108 | 107 | 990 | 0 | 0
1108 | 1109 | 6NP:CORR6_PARTITION_3_0_10475 | 8 | Wall | 9.8 | 9.8 | 12.6 | 0 | 3.5 | 0 | 3 | 4 | 90 | 2.8 | 1 | 1109 | 107 | 1046 | 0 | 0
1109 | 1110 | 6NP:CORR6_PARTITION_5_0_10491 | 7 | Wall | 7 | 7 | 11 | 0 | 3.5 | 0 | 3 | 4 | 90 | 2 | 1 | 1110 | 107 | 1083 | 0 | 0
1110 | 1111 | 6NP:CORR6_PARTITION_4_0_10492 | 7 | Wall | 10.5 | 10.5 | 13 | 0 | 3.5 | 0 | 3 | 4 | 90 | 3 | 1 | 1111 | 107 | 1089 | 0 | 0
1111 | 1112 | 6NP:CORR6_PARTITION_6_0_10496 | 7 | Wall | 1.0745 | 1.0745 | 7.614 | 270 | 3.5 | 0 | 3 | 4 | 90 | 0.307 | 1 | 1112 | 107 | 1101 | 0 | 0
1112 | 1113 | 6NP:CORR6_PARTITION_2_0_0 | 7 | Wall | 10.5 | 10.5 | 13 | 90 | 3.5 | 0 | 3 | 4 | 90 | 3 | 1 | 1113 | 107 | 1137 | 0 | 0
1113 | 1114 | 6NP:CORR6_WALL_7_0_0 | 9 | Wall | 1.0255 | 1.0255 | 7.586 | 180 | 3.5 | 0 | 3 | 4 | 90 | 0.293 | 1 | 1114 | 107 | 0 | 1 | 1
1114 | 1115 | 6NP:CORR6_WALL_8_0_0 | 9 | Wall | 5.1177 | 8.1652 | 11.6658 | 270 | 3.5 | 0 | 3 | 4 | 90 | 2.3329 | 1 | 1115 | 107 | 0 | 1 | 1
1115 | 1116 | 6NP:CORR6_WALL_8_0_0_0_0_0_WIN | 15 | Window | 2.6775 | 2.7499 | 7.28 | 270 | 2.57 | 0.02 | 4 | 4 | 90 | 1.07 | 1 | 1115 | 107 | 0 | 1 | 1
1116 | 1117 | 6NP:CORR6_PARTITION_9_0_0 | 7 | Wall | 18.575 | 18.575 | 17.6143 | 179.5691 | 3.5 | 0 | 3 | 4 | 90 | 5.3072 | 1 | 1117 | 107 | 1164 | 0 | 0
1117 | 1118 | 6NP:CORR6_PARTITION_10_0_0 | 7 | Wall | 13.3 | 13.3 | 14.6 | 270 | 3.5 | 0 | 3 | 4 | 90 | 3.8 | 1 | 1118 | 107 | 1165 | 0 | 0
1118 | 1119 | 6NP:CORR6_PARTITION_11_0_0 | 7 | Wall | 18.5745 | 18.5745 | 17.614 | 0 | 3.5 | 0 | 3 | 4 | 90 | 5.307 | 1 | 1119 | 107 | 1166 | 0 | 0
1119 | 1120 | 6NP:CORR6_WALL_12_0_0 | 9 | Wall | 4.1575 | 13.3 | 14.6 | 270 | 3.5 | 0 | 3 | 4 | 90 | 3.8 | 1 | 1120 | 107 | 0 | 1 | 1
1120 | 1121 | 6NP:CORR6_WALL_12_0_0_0_0_0_WIN | 15 | Window | 8.0325 | 2.7499 | 7.28 | 270 | 2.57 | 0.02 | 4 | 4 | 90 | 1.07 | 1 | 1120 | 107 | 0 | 1 | 1
1121 | 1122 | 6NP:CORR6_PARTITION_13_0_0 | 7 | Wall | 27.6745 | 27.6745 | 22.814 | 180 | 3.5 | 0 | 3 | 4 | 90 | 7.907 | 1 | 1122 | 107 | 1243 | 0 | 0
1122 | 1123 | 6NP:CORR6_PARTITION_15_0_0 | 7 | Wall | 11.9 | 11.9 | 13.8 | 90 | 3.5 | 0 | 3 | 4 | 90 | 3.4 | 1 | 1123 | 107 | 1179 | 0 | 0
1123 | 1124 | 6NP:CORR6_PARTITION_16_0_0 | 7 | Wall | 1.4 | 1.4 | 7.8 | 0 | 3.5 | 0 | 3 | 4 | 90 | 0.4 | 1 | 1124 | 107 | 1138 | 0 | 0
1124 | 1125 | 6NP:CORR6_FLOOR_0_0_10366 | 6 | Floor | 2.88 | 2.88 | 15.2 | 0 | 7.2 | 0 | 3 | 4 | 180 | 0.4 | 1 | 1125 | 107 | 761 | 0 | 0
1125 | 1126 | 6NP:CORR6_FLOOR_0_0_10367 | 6 | Floor | 0.089951 | 0.089951 | 1.2 | 0 | 0.307 | 0 | 3 | 4 | 180 | 0.293 | 1 | 1126 | 107 | 762 | 0 | 0
1126 | 1127 | 6NP:CORR6_FLOOR_0_0_10368 | 6 | Floor | 13.9041 | 13.9041 | 15.8541 | 359.5691 | 2.6 | 0 | 3 | 4 | 180 | 5.3072 | 1 | 1127 | 107 | 763 | 0 | 0
1127 | 1128 | 6NP:CORR6_FLOOR_0_0_10369 | 6 | Floor | 14.08 | 14.08 | 17.2 | 0 | 6.4 | 0 | 3 | 4 | 180 | 2.2 | 1 | 1128 | 107 | 764 | 0 | 0
1128 | 1129 | 6NP:CORR6_FLOOR_0_0_10370 | 6 | Floor | 28.5266 | 28.5266 | 22.614 | 0 | 3.8 | 0 | 3 | 4 | 180 | 7.507 | 1 | 1129 | 107 | 765 | 0 | 0
1129 | 1130 | 6NP:CORR6_CEILING_1_0_0 | 5 | Roof | 0.77806 | 0.77806 | 4.6903 | 180 | 1.9451 | 0 | 3 | 4 | 0 | 0.4 | 1 | 1130 | 107 | 1263 | 0 | 0
1130 | 1131 | 6NP:CORR6_CEILING_1_0_1 | 5 | Roof | 7.7701 | 7.7701 | 13.0328 | 180 | 4.9451 | 0 | 3 | 4 | 0 | 1.5712 | 1 | 1131 | 107 | 1264 | 0 | 0
1131 | 1132 | 6NP:CORR6_ROOF_1_1_0 | 11 | Roof | 10.3586 | 10.3586 | 14.4522 | 180 | 5.2549 | 0 | 3 | 4 | 0 | 1.9712 | 1 | 1132 | 107 | 0 | 1 | 1
1132 | 1133 | 6NP:CORR6_ROOF_1_1_1 | 11 | Roof | 0.089951 | 0.089951 | 1.2 | 180 | 0.307 | 0 | 3 | 4 | 0 | 0.293 | 1 | 1133 | 107 | 0 | 1 | 1
1133 | 1134 | 6NP:CORR6_ROOF_1_1_2 | 11 | Roof | 13.9041 | 13.9041 | 15.8541 | 179.5691 | 2.6399 | 0 | 3 | 4 | 0 | 5.3072 | 1 | 1134 | 107 | 0 | 1 | 1
1134 | 1135 | 6NP:CORR6_ROOF_1_1_3 | 11 | Roof | 4.024 | 4.024 | 14.0575 | 180 | 6.4 | 0 | 3 | 4 | 0 | 0.62875 | 1 | 1135 | 107 | 0 | 1 | 1
1135 | 1136 | 6NP:CORR6_ROOF_1_1_4 | 11 | Roof | 22.5559 | 22.5559 | 19.4715 | 180 | 3.8 | 0 | 3 | 4 | 0 | 5.9358 | 1 | 1136 | 107 | 0 | 1 | 1
1136 | 1137 | 6NP:STORE_PARTITION_4_0_10499 | 8 | Wall | 10.5 | 10.5 | 13 | 270 | 3.5 | 0 | 3 | 4 | 90 | 3 | 1 | 1137 | 108 | 1113 | 0 | 0
1137 | 1138 | 6NP:STORE_PARTITION_5_0_10505 | 8 | Wall | 1.4 | 1.4 | 7.8 | 180 | 3.5 | 0 | 3 | 4 | 90 | 0.4 | 1 | 1138 | 108 | 1124 | 0 | 0
1138 | 1139 | 6NP:STORE_PARTITION_2_0_0 | 7 | Wall | 2.8 | 2.8 | 8.6 | 90 | 3.5 | 0 | 3 | 4 | 90 | 0.8 | 1 | 1139 | 108 | 1146 | 0 | 0
1139 | 1140 | 6NP:STORE_PARTITION_3_0_0 | 8 | Wall | 9.8 | 9.8 | 12.6 | 0 | 3.5 | 0 | 3 | 4 | 90 | 2.8 | 1 | 1140 | 108 | 1154 | 0 | 0
1140 | 1141 | 6NP:STORE_PARTITION_6_0_0 | 7 | Wall | 8.4 | 8.4 | 11.8 | 180 | 3.5 | 0 | 3 | 4 | 90 | 2.4 | 1 | 1141 | 108 | 1180 | 0 | 0
1141 | 1142 | 6NP:STORE_PARTITION_7_0_0 | 7 | Wall | 7.7 | 7.7 | 11.4 | 90 | 3.5 | 0 | 3 | 4 | 90 | 2.2 | 1 | 1142 | 108 | 1172 | 0 | 0
1142 | 1143 | 6NP:STORE_FLOOR_0_0_10379 | 6 | Floor | 8.4 | 8.4 | 11.6 | 0 | 3 | 0 | 3 | 4 | 180 | 2.8 | 1 | 1143 | 108 | 773 | 0 | 0
1143 | 1144 | 6NP:STORE_CEILING_1_0_0 | 5 | Roof | 8.4 | 8.4 | 11.6 | 180 | 3 | 0 | 3 | 4 | 0 | 2.8 | 1 | 1144 | 108 | 1265 | 0 | 0
1144 | 1145 | 6NP:SHAFT4_PARTITION_2_0_10486 | 8 | Wall | 2.8 | 2.8 | 8.6 | 90 | 3.5 | 0 | 3 | 4 | 90 | 0.8 | 1 | 1145 | 109 | 1072 | 0 | 0
1145 | 1146 | 6NP:SHAFT4_PARTITION_4_0_10507 | 8 | Wall | 2.8 | 2.8 | 8.6 | 270 | 3.5 | 0 | 3 | 4 | 90 | 0.8 | 1 | 1146 | 109 | 1139 | 0 | 0
1146 | 1147 | 6NP:SHAFT4_PARTITION_3_0_0 | 8 | Wall | 7.7 | 7.7 | 11.4 | 0 | 3.5 | 0 | 3 | 4 | 90 | 2.2 | 1 | 1147 | 109 | 1155 | 0 | 0
1147 | 1148 | 6NP:SHAFT4_PARTITION_5_0_0 | 8 | Wall | 7.7 | 7.7 | 11.4 | 180 | 3.5 | 0 | 3 | 4 | 90 | 2.2 | 1 | 1148 | 109 | 1173 | 0 | 0
1148 | 1149 | 6NP:SHAFT4_FLOOR_0_0_10384 | 6 | Floor | 1.76 | 1.76 | 6 | 0 | 0.8 | 0 | 3 | 4 | 180 | 2.2 | 1 | 1149 | 109 | 779 | 0 | 0
1149 | 1150 | 6NP:SHAFT4_CEILING_1_0_0 | 5 | Roof | 1.76 | 1.76 | 6 | 180 | 0.8 | 0 | 3 | 4 | 0 | 2.2 | 1 | 1150 | 109 | 1266 | 0 | 0
1150 | 1151 | 6NP:KITCH_PARTITION_4_0_10476 | 7 | Wall | 8.4 | 8.4 | 11.8 | 270 | 3.5 | 0 | 3 | 4 | 90 | 2.4 | 1 | 1151 | 110 | 1047 | 0 | 0
1151 | 1152 | 6NP:KITCH_PARTITION_2_0_10485 | 7 | Wall | 8.4 | 8.4 | 11.8 | 90 | 3.5 | 0 | 3 | 4 | 90 | 2.4 | 1 | 1152 | 110 | 1071 | 0 | 0
1152 | 1153 | 6NP:KITCH_PARTITION_3_0_10495 | 7 | Wall | 17.5 | 17.5 | 17 | 0 | 3.5 | 0 | 3 | 4 | 90 | 5 | 1 | 1153 | 110 | 1095 | 0 | 0
1153 | 1154 | 6NP:KITCH_PARTITION_5_0_10508 | 7 | Wall | 9.8 | 9.8 | 12.6 | 180 | 3.5 | 0 | 3 | 4 | 90 | 2.8 | 1 | 1154 | 110 | 1140 | 0 | 0
1154 | 1155 | 6NP:KITCH_PARTITION_6_0_10512 | 7 | Wall | 7.7 | 7.7 | 11.4 | 180 | 3.5 | 0 | 3 | 4 | 90 | 2.2 | 1 | 1155 | 110 | 1147 | 0 | 0
1155 | 1156 | 6NP:KITCH_FLOOR_0_0_10387 | 6 | Floor | 12 | 12 | 14.8 | 0 | 2.4 | 0 | 3 | 4 | 180 | 5 | 1 | 1156 | 110 | 786 | 0 | 0
1156 | 1157 | 6NP:KITCH_CEILING_1_0_0 | 5 | Roof | 12 | 12 | 14.8 | 180 | 2.4 | 0 | 3 | 4 | 0 | 5 | 1 | 1157 | 110 | 1267 | 0 | 0
1157 | 1158 | 6NP:WC2_PARTITION_4_0_10478 | 8 | Wall | 9.8 | 9.8 | 12.6 | 270 | 3.5 | 0 | 3 | 4 | 90 | 2.8 | 1 | 1158 | 111 | 1049 | 0 | 0
1158 | 1159 | 6NP:WC2_PARTITION_3_0_10479 | 8 | Wall | 17.5 | 17.5 | 17 | 0 | 3.5 | 0 | 3 | 4 | 90 | 5 | 1 | 1159 | 111 | 1050 | 0 | 0
1159 | 1160 | 6NP:WC2_PARTITION_2_0_10483 | 8 | Wall | 9.8 | 9.8 | 12.6 | 90 | 3.5 | 0 | 3 | 4 | 90 | 2.8 | 1 | 1160 | 111 | 1069 | 0 | 0
1160 | 1161 | 6NP:WC2_PARTITION_5_0_10494 | 7 | Wall | 17.5 | 17.5 | 17 | 180 | 3.5 | 0 | 3 | 4 | 90 | 5 | 1 | 1161 | 111 | 1094 | 0 | 0
1161 | 1162 | 6NP:WC2_FLOOR_0_0_10388 | 6 | Floor | 14 | 14 | 15.6 | 0 | 2.8 | 0 | 3 | 4 | 180 | 5 | 1 | 1162 | 111 | 792 | 0 | 0
1162 | 1163 | 6NP:WC2_CEILING_1_0_0 | 5 | Roof | 14 | 14 | 15.6 | 180 | 2.8 | 0 | 3 | 4 | 0 | 5 | 1 | 1163 | 111 | 1268 | 0 | 0
1163 | 1164 | 6NP:OFFICETYPE3CT_PARTITION_3_0_10500 | 8 | Wall | 18.575 | 18.575 | 17.6143 | 359.5691 | 3.5 | 0 | 3 | 4 | 90 | 5.3072 | 1 | 1164 | 112 | 1117 | 0 | 0
1164 | 1165 | 6NP:OFFICETYPE3CT_PARTITION_2_0_10501 | 8 | Wall | 13.3 | 13.3 | 14.6 | 90 | 3.5 | 0 | 3 | 4 | 90 | 3.8 | 1 | 1165 | 112 | 1118 | 0 | 0
1165 | 1166 | 6NP:OFFICETYPE3CT_PARTITION_5_0_10502 | 8 | Wall | 18.5745 | 18.5745 | 17.614 | 180 | 3.5 | 0 | 3 | 4 | 90 | 5.307 | 1 | 1166 | 112 | 1119 | 0 | 0
1166 | 1167 | 6NP:OFFICETYPE3CT_WALL_4_0_0 | 9 | Wall | 4.0178 | 13.1603 | 14.5202 | 270 | 3.5 | 0 | 3 | 4 | 90 | 3.7601 | 1 | 1167 | 112 | 0 | 1 | 1
1167 | 1168 | 6NP:OFFICETYPE3CT_WALL_4_0_0_0_0_0_WIN | 15 | Window | 8.0325 | 2.7499 | 7.28 | 270 | 2.57 | 0.02 | 4 | 4 | 90 | 1.07 | 1 | 1167 | 112 | 0 | 1 | 1
1168 | 1169 | 6NP:OFFICETYPE3CT_FLOOR_0_0_10389 | 6 | Floor | 20.0607 | 20.0607 | 18.1742 | 0 | 3.8 | 0 | 2 | 4 | 180 | 5.307 | 1 | 1169 | 112 | 799 | 0 | 0
1169 | 1170 | 6NP:OFFICETYPE3CT_ROOF_1_0_0 | 11 | Roof | 20.0607 | 20.0607 | 18.1742 | 180 | 3.7601 | 0 | 2 | 4 | 0 | 5.307 | 1 | 1170 | 112 | 0 | 1 | 1
1170 | 1171 | 6NP:WC3_PARTITION_2_0_10487 | 8 | Wall | 7.7 | 7.7 | 11.4 | 90 | 3.5 | 0 | 3 | 4 | 90 | 2.2 | 1 | 1171 | 113 | 1073 | 0 | 0
1171 | 1172 | 6NP:WC3_PARTITION_4_0_10510 | 8 | Wall | 7.7 | 7.7 | 11.4 | 270 | 3.5 | 0 | 3 | 4 | 90 | 2.2 | 1 | 1172 | 113 | 1142 | 0 | 0
1172 | 1173 | 6NP:WC3_PARTITION_3_0_10513 | 7 | Wall | 7.7 | 7.7 | 11.4 | 0 | 3.5 | 0 | 3 | 4 | 90 | 2.2 | 1 | 1173 | 113 | 1148 | 0 | 0
1173 | 1174 | 6NP:WC3_PARTITION_5_0_0 | 8 | Wall | 7.7 | 7.7 | 11.4 | 180 | 3.5 | 0 | 3 | 4 | 90 | 2.2 | 1 | 1174 | 113 | 1181 | 0 | 0
1174 | 1175 | 6NP:WC3_FLOOR_0_0_10395 | 6 | Floor | 4.84 | 4.84 | 8.8 | 0 | 2.2 | 0 | 3 | 4 | 180 | 2.2 | 1 | 1175 | 113 | 819 | 0 | 0
1175 | 1176 | 6NP:WC3_CEILING_1_0_0 | 5 | Roof | 4.84 | 4.84 | 8.8 | 180 | 2.2 | 0 | 3 | 4 | 0 | 2.2 | 1 | 1176 | 113 | 1269 | 0 | 0
1176 | 1177 | 6NP:OFF7_PARTITION_6_0_10448 | 8 | Wall | 16.1 | 16.1 | 16.2 | 180 | 3.5 | 0 | 3 | 4 | 90 | 4.6 | 1 | 1177 | 114 | 989 | 0 | 0
1177 | 1178 | 6NP:OFF7_PARTITION_2_0_10488 | 8 | Wall | 11.9 | 11.9 | 13.8 | 90 | 3.5 | 0 | 3 | 4 | 90 | 3.4 | 1 | 1178 | 114 | 1074 | 0 | 0
1178 | 1179 | 6NP:OFF7_PARTITION_5_0_10504 | 8 | Wall | 11.9 | 11.9 | 13.8 | 270 | 3.5 | 0 | 3 | 4 | 90 | 3.4 | 1 | 1179 | 114 | 1123 | 0 | 0
1179 | 1180 | 6NP:OFF7_PARTITION_4_0_10509 | 8 | Wall | 8.4 | 8.4 | 11.8 | 0 | 3.5 | 0 | 3 | 4 | 90 | 2.4 | 1 | 1180 | 114 | 1141 | 0 | 0
1180 | 1181 | 6NP:OFF7_PARTITION_3_0_10517 | 7 | Wall | 7.7 | 7.7 | 11.4 | 0 | 3.5 | 0 | 3 | 4 | 90 | 2.2 | 1 | 1181 | 114 | 1174 | 0 | 0
1181 | 1182 | 6NP:OFF7_FLOOR_0_0_10390 | 6 | Floor | 15.64 | 15.64 | 16 | 0 | 3.4 | 0 | 3 | 4 | 180 | 4.6 | 1 | 1182 | 114 | 806 | 0 | 0
1182 | 1183 | 6NP:OFF7_CEILING_1_0_0 | 5 | Roof | 8.9477 | 8.9477 | 13.0903 | 180 | 1.9451 | 0 | 3 | 4 | 0 | 4.6 | 1 | 1183 | 114 | 1270 | 0 | 0
1183 | 1184 | 6NP:OFF7_ROOF_1_1_0 | 11 | Roof | 6.6923 | 6.6923 | 12.1097 | 180 | 1.4549 | 0 | 3 | 4 | 0 | 4.6 | 1 | 1184 | 114 | 0 | 1 | 1
1184 | 1185 | 6NP:MECH_PARTITION_3_0_10435 | 8 | Wall | 17.5 | 17.5 | 17 | 0 | 3.5 | 0 | 3 | 4 | 90 | 5 | 1 | 1185 | 115 | 948 | 0 | 0
1185 | 1186 | 6NP:MECH_PARTITION_2_0_10436 | 8 | Wall | 9.1 | 9.1 | 12.2 | 90 | 3.5 | 0 | 3 | 4 | 90 | 2.6 | 1 | 1186 | 115 | 949 | 0 | 0
1186 | 1187 | 6NP:MECH_PARTITION_4_0_0 | 8 | Wall | 9.1 | 9.1 | 12.2 | 270 | 3.5 | 0 | 3 | 4 | 90 | 2.6 | 1 | 1187 | 115 | 1214 | 0 | 0
1187 | 1188 | 6NP:MECH_PARTITION_5_0_0 | 8 | Wall | 17.5 | 17.5 | 17 | 180 | 3.5 | 0 | 3 | 4 | 90 | 5 | 1 | 1188 | 115 | 1194 | 0 | 0
1188 | 1189 | 6NP:MECH_FLOOR_0_0_10396 | 6 | Floor | 13 | 13 | 15.2 | 0 | 2.6 | 0 | 3 | 4 | 180 | 5 | 1 | 1189 | 115 | 825 | 0 | 0
1189 | 1190 | 6NP:MECH_CEILING_1_0_0 | 5 | Roof | 8.3443 | 8.3443 | 13.3377 | 180 | 1.6689 | 0 | 3 | 4 | 0 | 5 | 1 | 1190 | 115 | 1271 | 0 | 0
1190 | 1191 | 6NP:MECH_ROOF_1_1_0 | 11 | Roof | 4.6557 | 4.6557 | 11.8623 | 180 | 0.93115 | 0 | 3 | 4 | 0 | 5 | 1 | 1191 | 115 | 0 | 1 | 1
1191 | 1192 | 6NP:OFFICE_PARTITION_2_0_10437 | 8 | Wall | 17.5 | 17.5 | 17 | 90 | 3.5 | 0 | 3 | 4 | 90 | 5 | 1 | 1192 | 116 | 950 | 0 | 0
1192 | 1193 | 6NP:OFFICE_PARTITION_5_0_10467 | 8 | Wall | 3.5 | 3.5 | 9 | 270 | 3.5 | 0 | 3 | 4 | 90 | 1 | 1 | 1193 | 116 | 1036 | 0 | 0
1193 | 1194 | 6NP:OFFICE_PARTITION_3_0_10521 | 7 | Wall | 17.5 | 17.5 | 17 | 0 | 3.5 | 0 | 3 | 4 | 90 | 5 | 1 | 1194 | 116 | 1188 | 0 | 0
1194 | 1195 | 6NP:OFFICE_PARTITION_4_0_0 | 8 | Wall | 14 | 14 | 15 | 270 | 3.5 | 0 | 3 | 4 | 90 | 4 | 1 | 1195 | 116 | 1215 | 0 | 0
1195 | 1196 | 6NP:OFFICE_PARTITION_6_0_0 | 7 | Wall | 17.5 | 17.5 | 17 | 180 | 3.5 | 0 | 3 | 4 | 90 | 5 | 1 | 1196 | 116 | 1201 | 0 | 0
1196 | 1197 | 6NP:OFFICE_FLOOR_0_0_10409 | 6 | Floor | 25 | 25 | 20 | 0 | 5 | 0 | 3 | 4 | 180 | 5 | 1 | 1197 | 116 | 849 | 0 | 0
1197 | 1198 | 6NP:OFFICE_CEILING_1_0_0 | 5 | Roof | 25 | 25 | 20 | 180 | 5 | 0 | 3 | 4 | 0 | 5 | 1 | 1198 | 116 | 1272 | 0 | 0
1198 | 1199 | 6NP:SHAFT_PARTITION_4_0_10466 | 8 | Wall | 2.8 | 2.8 | 8.6 | 270 | 3.5 | 0 | 3 | 4 | 90 | 0.8 | 1 | 1199 | 117 | 1035 | 0 | 0
1199 | 1200 | 6NP:SHAFT_PARTITION_2_0_10481 | 8 | Wall | 2.8 | 2.8 | 8.6 | 90 | 3.5 | 0 | 3 | 4 | 90 | 0.8 | 1 | 1200 | 117 | 1067 | 0 | 0
1200 | 1201 | 6NP:SHAFT_PARTITION_3_0_10524 | 8 | Wall | 17.5 | 17.5 | 17 | 0 | 3.5 | 0 | 3 | 4 | 90 | 5 | 1 | 1201 | 117 | 1196 | 0 | 0
1201 | 1202 | 6NP:SHAFT_PARTITION_5_0_0 | 8 | Wall | 17.5 | 17.5 | 17 | 180 | 3.5 | 0 | 3 | 4 | 90 | 5 | 1 | 1202 | 117 | 1208 | 0 | 0
1202 | 1203 | 6NP:SHAFT_FLOOR_0_0_10413 | 6 | Floor | 4 | 4 | 11.6 | 0 | 0.8 | 0 | 3 | 4 | 180 | 5 | 1 | 1203 | 117 | 862 | 0 | 0
1203 | 1204 | 6NP:SHAFT_CEILING_1_0_0 | 5 | Roof | 4 | 4 | 11.6 | 180 | 0.8 | 0 | 3 | 4 | 0 | 5 | 1 | 1204 | 117 | 1273 | 0 | 0
1204 | 1205 | 6NP:WC_PARTITION_5_0_10464 | 8 | Wall | 17.5 | 17.5 | 17 | 180 | 3.5 | 0 | 3 | 4 | 90 | 5 | 1 | 1205 | 118 | 1033 | 0 | 0
1205 | 1206 | 6NP:WC_PARTITION_4_0_10465 | 8 | Wall | 13.3 | 13.3 | 14.6 | 270 | 3.5 | 0 | 3 | 4 | 90 | 3.8 | 1 | 1206 | 118 | 1034 | 0 | 0
1206 | 1207 | 6NP:WC_PARTITION_2_0_10482 | 8 | Wall | 13.3 | 13.3 | 14.6 | 90 | 3.5 | 0 | 3 | 4 | 90 | 3.8 | 1 | 1207 | 118 | 1068 | 0 | 0
1207 | 1208 | 6NP:WC_PARTITION_3_0_10526 | 7 | Wall | 17.5 | 17.5 | 17 | 0 | 3.5 | 0 | 3 | 4 | 90 | 5 | 1 | 1208 | 118 | 1202 | 0 | 0
1208 | 1209 | 6NP:WC_FLOOR_0_0_10415 | 6 | Floor | 19 | 19 | 17.6 | 0 | 3.8 | 0 | 3 | 4 | 180 | 5 | 1 | 1209 | 118 | 868 | 0 | 0
1209 | 1210 | 6NP:WC_CEILING_1_0_0 | 5 | Roof | 19 | 19 | 17.6 | 180 | 3.8 | 0 | 3 | 4 | 0 | 5 | 1 | 1210 | 118 | 1274 | 0 | 0
1210 | 1211 | 6NP:CORR_PARTITION_3_0_10431 | 7 | Wall | 26.2745 | 26.2745 | 22.014 | 0 | 3.5 | 0 | 3 | 4 | 90 | 7.507 | 1 | 1211 | 119 | 940 | 0 | 0
1211 | 1212 | 6NP:CORR_PARTITION_2_0_10434 | 8 | Wall | 7.7 | 7.7 | 11.4 | 90 | 3.5 | 0 | 3 | 4 | 90 | 2.2 | 1 | 1212 | 119 | 947 | 0 | 0
1212 | 1213 | 6NP:CORR_PARTITION_7_0_10468 | 8 | Wall | 9.8 | 9.8 | 12.6 | 180 | 3.5 | 0 | 3 | 4 | 90 | 2.8 | 1 | 1213 | 119 | 1037 | 0 | 0
1213 | 1214 | 6NP:CORR_PARTITION_9_0_10520 | 7 | Wall | 9.1 | 9.1 | 12.2 | 90 | 3.5 | 0 | 3 | 4 | 90 | 2.6 | 1 | 1214 | 119 | 1187 | 0 | 0
1214 | 1215 | 6NP:CORR_PARTITION_8_0_10523 | 7 | Wall | 14 | 14 | 15 | 90 | 3.5 | 0 | 3 | 4 | 90 | 4 | 1 | 1215 | 119 | 1195 | 0 | 0
1215 | 1216 | 6NP:CORR_WALL_4_0_0 | 9 | Wall | 3.705 | 9.8 | 12.6 | 270 | 3.5 | 0 | 3 | 4 | 90 | 2.8 | 1 | 1216 | 119 | 0 | 1 | 1
1216 | 1217 | 6NP:CORR_WALL_4_0_0_0_0_0_WIN | 15 | Window | 5.355 | 2.7499 | 7.28 | 270 | 2.57 | 0.02 | 4 | 4 | 90 | 1.07 | 1 | 1216 | 119 | 0 | 1 | 1
1217 | 1218 | 6NP:CORR_PARTITION_5_0_0 | 7 | Wall | 16.4745 | 16.4745 | 16.414 | 180 | 3.5 | 0 | 3 | 4 | 90 | 4.707 | 1 | 1218 | 119 | 1234 | 0 | 0
1218 | 1219 | 6NP:CORR_PARTITION_6_0_0 | 7 | Wall | 21 | 21 | 19 | 270 | 3.5 | 0 | 3 | 4 | 90 | 6 | 1 | 1219 | 119 | 1235 | 0 | 0
1219 | 1220 | 6NP:CORR_FLOOR_0_0_10416 | 6 | Floor | 13.1796 | 13.1796 | 15.014 | 0 | 2.8 | 0 | 3 | 4 | 180 | 4.707 | 1 | 1220 | 119 | 880 | 0 | 0
1220 | 1221 | 6NP:CORR_FLOOR_0_0_10417 | 6 | Floor | 24.64 | 24.64 | 23.2 | 0 | 8.8 | 0 | 3 | 4 | 180 | 2.8 | 1 | 1221 | 119 | 881 | 0 | 0
1221 | 1222 | 6NP:CORR_CEILING_1_0_0 | 5 | Roof | 8.9072 | 8.9072 | 14.4802 | 180 | 5.6689 | 0 | 3 | 4 | 0 | 1.5712 | 1 | 1222 | 119 | 1275 | 0 | 0
1222 | 1223 | 6NP:CORR_ROOF_1_1_0 | 11 | Roof | 6.9656 | 6.9656 | 13.7952 | 180 | 5.6689 | 0 | 3 | 4 | 0 | 1.2288 | 1 | 1223 | 119 | 0 | 1 | 1
1223 | 1224 | 6NP:CORR_ROOF_1_1_1 | 11 | Roof | 13.1796 | 13.1796 | 15.014 | 180 | 2.8 | 0 | 3 | 4 | 0 | 4.707 | 1 | 1224 | 119 | 0 | 1 | 1
1224 | 1225 | 6NP:CORR_ROOF_1_1_2 | 11 | Roof | 8.7672 | 8.7672 | 11.8623 | 180 | 3.1311 | 0 | 3 | 4 | 0 | 2.8 | 1 | 1225 | 119 | 0 | 1 | 1
1225 | 1226 | 6NP:OFF8_PARTITION_2_0_10470 | 8 | Wall | 14 | 14 | 15 | 90 | 3.5 | 0 | 3 | 4 | 90 | 4 | 1 | 1226 | 120 | 1039 | 0 | 0
1226 | 1227 | 6NP:OFF8_PARTITION_5_0_10471 | 8 | Wall | 8.0745 | 8.0745 | 11.614 | 180 | 3.5 | 0 | 3 | 4 | 90 | 2.307 | 1 | 1227 | 120 | 1040 | 0 | 0
1227 | 1228 | 6NP:OFF8_PARTITION_3_0_0 | 7 | Wall | 8.0745 | 8.0745 | 11.614 | 0 | 3.5 | 0 | 3 | 4 | 90 | 2.307 | 1 | 1228 | 120 | 1236 | 0 | 0
1228 | 1229 | 6NP:OFF8_WALL_4_0_0 | 9 | Wall | 4.8575 | 14 | 15 | 270 | 3.5 | 0 | 3 | 4 | 90 | 4 | 1 | 1229 | 120 | 0 | 1 | 1
1229 | 1230 | 6NP:OFF8_WALL_4_0_0_0_0_0_WIN | 15 | Window | 8.0325 | 2.7499 | 7.28 | 270 | 2.57 | 0.02 | 4 | 4 | 90 | 1.07 | 1 | 1229 | 120 | 0 | 1 | 1
1230 | 1231 | 6NP:OFF8_FLOOR_0_0_10421 | 6 | Floor | 9.228 | 9.228 | 12.614 | 0 | 4 | 0 | 3 | 4 | 180 | 2.307 | 1 | 1231 | 120 | 888 | 0 | 0
1231 | 1232 | 6NP:OFF8_ROOF_1_0_0 | 11 | Roof | 9.228 | 9.228 | 12.614 | 180 | 4 | 0 | 3 | 4 | 0 | 2.307 | 1 | 1232 | 120 | 0 | 1 | 1
1232 | 1233 | 6NP:OFF9_PARTITION_6_0_10469 | 8 | Wall | 8.4 | 8.4 | 11.8 | 180 | 3.5 | 0 | 3 | 4 | 90 | 2.4 | 1 | 1233 | 121 | 1038 | 0 | 0
1233 | 1234 | 6NP:OFF9_PARTITION_3_0_10529 | 8 | Wall | 16.4745 | 16.4745 | 16.414 | 0 | 3.5 | 0 | 3 | 4 | 90 | 4.707 | 1 | 1234 | 121 | 1218 | 0 | 0
1234 | 1235 | 6NP:OFF9_PARTITION_2_0_10530 | 8 | Wall | 21 | 21 | 19 | 90 | 3.5 | 0 | 3 | 4 | 90 | 6 | 1 | 1235 | 121 | 1219 | 0 | 0
1235 | 1236 | 6NP:OFF9_PARTITION_5_0_10531 | 8 | Wall | 8.0745 | 8.0745 | 11.614 | 180 | 3.5 | 0 | 3 | 4 | 90 | 2.307 | 1 | 1236 | 121 | 1228 | 0 | 0
1236 | 1237 | 6NP:OFF9_WALL_4_0_0 | 9 | Wall | 8.81 | 21 | 19 | 270 | 3.5 | 0 | 3 | 4 | 90 | 6 | 1 | 1237 | 121 | 0 | 1 | 1
1237 | 1238 | 6NP:OFF9_WALL_4_0_0_0_0_0_WIN | 15 | Window | 10.71 | 2.7499 | 7.28 | 270 | 2.57 | 0.02 | 4 | 4 | 90 | 1.07 | 1 | 1237 | 121 | 0 | 1 | 1
1238 | 1239 | 6NP:OFF9_FLOOR_0_0_10423 | 6 | Floor | 28.242 | 28.242 | 21.414 | 0 | 6 | 0 | 3 | 4 | 180 | 4.707 | 1 | 1239 | 121 | 896 | 0 | 0
1239 | 1240 | 6NP:OFF9_ROOF_1_0_0 | 11 | Roof | 28.242 | 28.242 | 21.414 | 180 | 6 | 0 | 3 | 4 | 0 | 4.707 | 1 | 1240 | 121 | 0 | 1 | 1
1240 | 1241 | 6NP:OFFICETYPE3CT/1_PARTITION_2_0_10450 | 8 | Wall | 1.4 | 1.4 | 7.8 | 90 | 3.5 | 0 | 3 | 4 | 90 | 0.4 | 1 | 1241 | 122 | 991 | 0 | 0
1241 | 1242 | 6NP:OFFICETYPE3CT/1_PARTITION_6_0_10452 | 8 | Wall | 17.1745 | 17.1745 | 16.814 | 90 | 3.5 | 0 | 3 | 4 | 90 | 4.907 | 1 | 1242 | 122 | 998 | 0 | 0
1242 | 1243 | 6NP:OFFICETYPE3CT/1_PARTITION_3_0_10503 | 8 | Wall | 27.6745 | 27.6745 | 22.814 | 0 | 3.5 | 0 | 3 | 4 | 90 | 7.907 | 1 | 1243 | 122 | 1122 | 0 | 0
1243 | 1244 | 6NP:OFFICETYPE3CT/1_WALL_4_0_0 | 9 | Wall | 6.3845 | 18.5745 | 17.614 | 270 | 3.5 | 0 | 3 | 4 | 90 | 5.307 | 1 | 1244 | 122 | 0 | 1 | 1
1244 | 1245 | 6NP:OFFICETYPE3CT/1_WALL_4_0_0_0_0_0_WIN | 15 | Window | 10.71 | 2.7499 | 7.28 | 270 | 2.57 | 0.02 | 4 | 4 | 90 | 1.07 | 1 | 1244 | 122 | 0 | 1 | 1
1245 | 1246 | 6NP:OFFICETYPE3CT/1_WALL_5_0_0 | 9 | Wall | 9.3895 | 27.6745 | 22.814 | 180 | 3.5 | 0 | 3 | 4 | 90 | 7.907 | 1 | 1246 | 122 | 0 | 1 | 1
1246 | 1247 | 6NP:OFFICETYPE3CT/1_WALL_5_0_0_0_0_0_WIN | 15 | Window | 16.065 | 2.7499 | 7.28 | 180 | 2.57 | 0.02 | 4 | 4 | 90 | 1.07 | 1 | 1246 | 122 | 0 | 1 | 1
1247 | 1248 | 6NP:OFFICETYPE3CT/1_FLOOR_0_0_10424 | 6 | Floor | 41.9624 | 41.9624 | 26.428 | 0 | 5.307 | 0 | 3 | 4 | 180 | 7.907 | 1 | 1248 | 122 | 905 | 0 | 0
1248 | 1249 | 6NP:OFFICETYPE3CT/1_ROOF_1_0_0 | 11 | Roof | 41.9624 | 41.9624 | 26.428 | 180 | 5.307 | 0 | 3 | 4 | 0 | 7.907 | 1 | 1249 | 122 | 0 | 1 | 1
1249 | 1250 | 7NP:MECH_WALL_2_0_0 | 9 | Wall | 24.499 | 85.449 | 55.828 | 90 | 3.5 | 0 | 3 | 4 | 90 | 24.414 | 1 | 1250 | 123 | 0 | 1 | 1
1250 | 1251 | 7NP:MECH_WALL_2_0_0_0_0_0_WIN | 15 | Window | 53.55 | 2.7499 | 7.28 | 90 | 2.57 | 0.02 | 4 | 4 | 90 | 1.07 | 1 | 1250 | 123 | 0 | 1 | 1
1251 | 1252 | 7NP:MECH_WALL_3_0_0 | 9 | Wall | 8.1165 | 29.449 | 23.828 | 0 | 3.5 | 0 | 3 | 4 | 90 | 8.414 | 1 | 1252 | 123 | 0 | 1 | 1
1252 | 1253 | 7NP:MECH_WALL_3_0_0_0_0_0_WIN | 15 | Window | 18.7425 | 2.7499 | 7.28 | 0 | 2.57 | 0.02 | 4 | 4 | 90 | 1.07 | 1 | 1252 | 123 | 0 | 1 | 1
1253 | 1254 | 7NP:MECH_WALL_4_0_0 | 9 | Wall | 24.499 | 85.449 | 55.828 | 270 | 3.5 | 0 | 3 | 4 | 90 | 24.414 | 1 | 1254 | 123 | 0 | 1 | 1
1254 | 1255 | 7NP:MECH_WALL_4_0_0_0_0_0_WIN | 15 | Window | 53.55 | 2.7499 | 7.28 | 270 | 2.57 | 0.02 | 4 | 4 | 90 | 1.07 | 1 | 1254 | 123 | 0 | 1 | 1
1255 | 1256 | 7NP:MECH_WALL_5_0_0 | 9 | Wall | 8.1165 | 29.449 | 23.828 | 180 | 3.5 | 0 | 3 | 4 | 90 | 8.414 | 1 | 1256 | 123 | 0 | 1 | 1
1256 | 1257 | 7NP:MECH_WALL_5_0_0_0_0_0_WIN | 15 | Window | 18.7425 | 2.7499 | 7.28 | 180 | 2.57 | 0.02 | 4 | 4 | 90 | 1.07 | 1 | 1256 | 123 | 0 | 1 | 1
1257 | 1258 | 7NP:MECH_FLOOR_0_0_10433 | 6 | Floor | 12.289 | 12.289 | 17.0232 | 0 | 6.6689 | 0 | 3 | 4 | 180 | 1.8428 | 1 | 1258 | 123 | 958 | 0 | 0
1258 | 1259 | 7NP:MECH_FLOOR_0_0_10461 | 6 | Floor | 10 | 10 | 14 | 0 | 2 | 0 | 3 | 4 | 180 | 5 | 1 | 1259 | 123 | 1056 | 0 | 0
1259 | 1260 | 7NP:MECH_FLOOR_0_0_10462 | 6 | Floor | 21.6832 | 21.6832 | 30.7425 | 0 | 13.8 | 0 | 3 | 4 | 180 | 1.5712 | 1 | 1260 | 123 | 1057 | 0 | 0
1260 | 1261 | 7NP:MECH_FLOOR_0_0_10480 | 6 | Floor | 32.6999 | 32.6999 | 39.1758 | 0 | 17.7451 | 0 | 3 | 4 | 180 | 1.8428 | 1 | 1261 | 123 | 1076 | 0 | 0
1261 | 1262 | 7NP:MECH_FLOOR_0_0_10493 | 6 | Floor | 5 | 5 | 12 | 0 | 1 | 0 | 3 | 4 | 180 | 5 | 1 | 1262 | 123 | 1097 | 0 | 0
1262 | 1263 | 7NP:MECH_FLOOR_0_0_10497 | 6 | Floor | 0.77806 | 0.77806 | 4.6903 | 0 | 1.9451 | 0 | 3 | 4 | 180 | 0.4 | 1 | 1263 | 123 | 1130 | 0 | 0
1263 | 1264 | 7NP:MECH_FLOOR_0_0_10498 | 6 | Floor | 7.7701 | 7.7701 | 13.0328 | 0 | 4.9451 | 0 | 3 | 4 | 180 | 1.5712 | 1 | 1264 | 123 | 1131 | 0 | 0
1264 | 1265 | 7NP:MECH_FLOOR_0_0_10506 | 6 | Floor | 8.4 | 8.4 | 11.6 | 0 | 3 | 0 | 3 | 4 | 180 | 2.8 | 1 | 1265 | 123 | 1144 | 0 | 0
1265 | 1266 | 7NP:MECH_FLOOR_0_0_10511 | 6 | Floor | 1.76 | 1.76 | 6 | 0 | 0.8 | 0 | 3 | 4 | 180 | 2.2 | 1 | 1266 | 123 | 1150 | 0 | 0
1266 | 1267 | 7NP:MECH_FLOOR_0_0_10514 | 6 | Floor | 12 | 12 | 14.8 | 0 | 2.4 | 0 | 3 | 4 | 180 | 5 | 1 | 1267 | 123 | 1157 | 0 | 0
1267 | 1268 | 7NP:MECH_FLOOR_0_0_10515 | 6 | Floor | 14 | 14 | 15.6 | 0 | 2.8 | 0 | 3 | 4 | 180 | 5 | 1 | 1268 | 123 | 1163 | 0 | 0
1268 | 1269 | 7NP:MECH_FLOOR_0_0_10516 | 6 | Floor | 4.84 | 4.84 | 8.8 | 0 | 2.2 | 0 | 3 | 4 | 180 | 2.2 | 1 | 1269 | 123 | 1176 | 0 | 0
1269 | 1270 | 7NP:MECH_FLOOR_0_0_10518 | 6 | Floor | 8.9477 | 8.9477 | 13.0903 | 0 | 1.9451 | 0 | 3 | 4 | 180 | 4.6 | 1 | 1270 | 123 | 1183 | 0 | 0
1270 | 1271 | 7NP:MECH_FLOOR_0_0_10519 | 6 | Floor | 8.3443 | 8.3443 | 13.3377 | 0 | 1.6689 | 0 | 3 | 4 | 180 | 5 | 1 | 1271 | 123 | 1190 | 0 | 0
1271 | 1272 | 7NP:MECH_FLOOR_0_0_10522 | 6 | Floor | 25 | 25 | 20 | 0 | 5 | 0 | 3 | 4 | 180 | 5 | 1 | 1272 | 123 | 1198 | 0 | 0
1272 | 1273 | 7NP:MECH_FLOOR_0_0_10525 | 6 | Floor | 4 | 4 | 11.6 | 0 | 0.8 | 0 | 3 | 4 | 180 | 5 | 1 | 1273 | 123 | 1204 | 0 | 0
1273 | 1274 | 7NP:MECH_FLOOR_0_0_10527 | 6 | Floor | 19 | 19 | 17.6 | 0 | 3.8 | 0 | 3 | 4 | 180 | 5 | 1 | 1274 | 123 | 1210 | 0 | 0
1274 | 1275 | 7NP:MECH_FLOOR_0_0_10528 | 6 | Floor | 8.9072 | 8.9072 | 14.4802 | 0 | 5.6689 | 0 | 3 | 4 | 180 | 1.5712 | 1 | 1275 | 123 | 1222 | 0 | 0
1275 | 1276 | 7NP:MECH_ROOF_1_0_0 | 11 | Roof | 205.4194 | 205.4194 | 65.656 | 180 | 24.414 | 0 | 3 | 4 | 0 | 8.414 | 1 | 1276 | 123 | 0 | 1 | 1

## NominalHotWaterEquipment
| NominalHotWaterEquipmentIndex | ObjectName | ZoneIndex | SchedNo | DesignLevel | FractionLatent | FractionRadiant | FractionLost | FractionConvected | EndUseSubcategory
0 | EMPTY | EMPTY | EMPTY | EMPTY | EMPTY | EMPTY | EMPTY | EMPTY | EMPTY | EMPTY

## Constructions
| ConstructionIndex | Name | TotalLayers | TotalSolidLayers | TotalGlassLayers | InsideAbsorpVis | OutsideAbsorpVis | InsideAbsorpSolar | OutsideAbsorpSolar | InsideAbsorpThermal | OutsideAbsorpThermal | OutsideRoughness | TypeIsWindow | Uvalue
0 | 1 | LINEARBRIDGINGCONSTRUCTION | 1 | 0 | 0 | 0.01 | 0.01 | 0.01 | 0.01 | 0.01 | 0.01 | 2 | 0 | 1
1 | 2 | IRTSURFACE | 1 | 0 | 0 | 1 | 1 | 1 | 1 | 0.9999 | 0.9999 | 0 | 0 | 100
2 | 3 | 100MM CONCRETE SLAB | 1 | 0 | 0 | 0.6 | 0.6 | 0.6 | 0.6 | 0.9 | 0.9 | 2 | 0 | 14
3 | 4 | 100MM CONCRETE SLAB_REV | 1 | 0 | 0 | 0.6 | 0.6 | 0.6 | 0.6 | 0.9 | 0.9 | 2 | 0 | 14
4 | 5 | 100MM CONCRETE SLAB_REVERSED | 1 | 0 | 0 | 0.6 | 0.6 | 0.6 | 0.6 | 0.9 | 0.9 | 2 | 0 | 14
5 | 6 | 100MM CONCRETE SLAB_REVERSED_REV | 1 | 0 | 0 | 0.6 | 0.6 | 0.6 | 0.6 | 0.9 | 0.9 | 2 | 0 | 14
6 | 7 | 115MM SINGLE LEAF BRICK (PLASTERED BOTH SIDES) | 3 | 0 | 0 | 0.5 | 0.5 | 0.5 | 0.5 | 0.9 | 0.9 | 2 | 0 | 3.9923
7 | 8 | 115MM SINGLE LEAF BRICK (PLASTERED BOTH SIDES)_REV | 3 | 0 | 0 | 0.5 | 0.5 | 0.5 | 0.5 | 0.9 | 0.9 | 2 | 0 | 3.9923
8 | 9 | _ CENTRAL EXT WALL | 3 | 0 | 0 | 0.6 | 0.6 | 0.6 | 0.6 | 0.9 | 0.9 | 2 | 0 | 0.22855
9 | 10 | _ CENTRAL EXT WALL_REV | 3 | 0 | 0 | 0.6 | 0.6 | 0.6 | 0.6 | 0.9 | 0.9 | 2 | 0 | 0.22855
10 | 11 | _ CENTRAL ROOF | 4 | 0 | 0 | 0.6 | 0.7 | 0.6 | 0.7 | 0.9 | 0.9 | 2 | 0 | 0.16368
11 | 12 | _ CENTRAL ROOF_REV | 4 | 0 | 0 | 0.7 | 0.6 | 0.7 | 0.6 | 0.9 | 0.9 | 2 | 0 | 0.16368
12 | 13 | GENERAL ENERGY CODE EXTERNAL FLOOR (BELOW SLAB) MEDIUM WEIGHT | 2 | 0 | 0 | 0.6 | 0.7 | 0.6 | 0.7 | 0.9 | 0.9 | 2 | 0 | 0.50891
13 | 14 | GENERAL ENERGY CODE EXTERNAL FLOOR (BELOW SLAB) MEDIUM WEIGHT_REV | 2 | 0 | 0 | 0.7 | 0.6 | 0.7 | 0.6 | 0.9 | 0.9 | 2 | 0 | 0.50891
14 | 15 | 1001 | 5 | 3 | 3 | 0 | 0 | 0 | 0 | 0.84 | 0.84 | 6 | 1 | 1.5733

## DaylightMaps
| MapNumber | MapName | Environment | Zone | ReferencePt1 | ReferencePt2 | Z
0 | EMPTY | EMPTY | EMPTY | EMPTY | EMPTY | EMPTY | EMPTY

## ReportVariableDataDictionary
| ReportVariableDataDictionaryIndex | VariableType | IndexGroup | TimestepType | KeyValue | VariableName | ReportingFrequency | ScheduleName | VariableUnits
0 | 6 | Avg | Zone | Zone | Environment | Site Outdoor Air Drybulb Temperature | Hourly |  | C
1 | 7 | Avg | Zone | Zone | Environment | Site Outdoor Air Drybulb Temperature | Daily |  | C
2 | 8 | Avg | Zone | Zone | Environment | Site Outdoor Air Drybulb Temperature | Monthly |  | C
3 | 9 | Avg | Zone | Zone | Environment | Site Outdoor Air Dewpoint Temperature | Hourly |  | C
4 | 10 | Avg | Zone | Zone | Environment | Site Outdoor Air Dewpoint Temperature | Daily |  | C
5 | 11 | Avg | Zone | Zone | Environment | Site Outdoor Air Dewpoint Temperature | Monthly |  | C
6 | 12 | Avg | Zone | Zone | Environment | Site Outdoor Air Barometric Pressure | Hourly |  | Pa
7 | 13 | Avg | Zone | Zone | Environment | Site Outdoor Air Barometric Pressure | Daily |  | Pa
8 | 14 | Avg | Zone | Zone | Environment | Site Outdoor Air Barometric Pressure | Monthly |  | Pa
9 | 15 | Avg | Zone | Zone | Environment | Site Wind Speed | Hourly |  | m/s
10 | 16 | Avg | Zone | Zone | Environment | Site Wind Speed | Daily |  | m/s
11 | 17 | Avg | Zone | Zone | Environment | Site Wind Speed | Monthly |  | m/s
12 | 18 | Avg | Zone | Zone | Environment | Site Wind Direction | Hourly |  | deg
13 | 19 | Avg | Zone | Zone | Environment | Site Wind Direction | Daily |  | deg
14 | 20 | Avg | Zone | Zone | Environment | Site Wind Direction | Monthly |  | deg
15 | 21 | Avg | Zone | Zone | Environment | Site Diffuse Solar Radiation Rate per Area | Hourly |  | W/m2
16 | 22 | Avg | Zone | Zone | Environment | Site Diffuse Solar Radiation Rate per Area | Daily |  | W/m2
17 | 23 | Avg | Zone | Zone | Environment | Site Diffuse Solar Radiation Rate per Area | Monthly |  | W/m2
18 | 24 | Avg | Zone | Zone | Environment | Site Direct Solar Radiation Rate per Area | Hourly |  | W/m2
19 | 25 | Avg | Zone | Zone | Environment | Site Direct Solar Radiation Rate per Area | Daily |  | W/m2
20 | 26 | Avg | Zone | Zone | Environment | Site Direct Solar Radiation Rate per Area | Monthly |  | W/m2
21 | 27 | Avg | Zone | Zone | Environment | Site Solar Azimuth Angle | Hourly |  | deg
22 | 28 | Avg | Zone | Zone | Environment | Site Solar Azimuth Angle | Daily |  | deg
23 | 29 | Avg | Zone | Zone | Environment | Site Solar Azimuth Angle | Monthly |  | deg
24 | 30 | Avg | Zone | Zone | Environment | Site Solar Altitude Angle | Hourly |  | deg
25 | 31 | Avg | Zone | Zone | Environment | Site Solar Altitude Angle | Daily |  | deg
26 | 32 | Avg | Zone | Zone | Environment | Site Solar Altitude Angle | Monthly |  | deg
27 | 10636 | Avg | System | HVAC System | 3+4NP DEMAND SIDE INLET 1 | System Node Temperature | Hourly |  | C
28 | 10637 | Avg | System | HVAC System | 3+4NP DEMAND SIDE INLET 1 | System Node Temperature | Daily |  | C
29 | 10638 | Avg | System | HVAC System | 3+4NP DEMAND SIDE INLET 1 | System Node Temperature | Monthly |  | C
30 | 10639 | Avg | System | HVAC System | 3+4NP DEMAND SIDE INLET 1 | System Node Mass Flow Rate | Hourly |  | kg/s
31 | 10640 | Avg | System | HVAC System | 3+4NP DEMAND SIDE INLET 1 | System Node Mass Flow Rate | Daily |  | kg/s
32 | 10641 | Avg | System | HVAC System | 3+4NP DEMAND SIDE INLET 1 | System Node Mass Flow Rate | Monthly |  | kg/s
33 | 10642 | Avg | System | HVAC System | 3+4NP SUPPLY SIDE OUTLET 1 | System Node Temperature | Hourly |  | C
34 | 10643 | Avg | System | HVAC System | 3+4NP SUPPLY SIDE OUTLET 1 | System Node Temperature | Daily |  | C
35 | 10644 | Avg | System | HVAC System | 3+4NP SUPPLY SIDE OUTLET 1 | System Node Temperature | Monthly |  | C
36 | 10645 | Avg | System | HVAC System | 3+4NP SUPPLY SIDE OUTLET 1 | System Node Mass Flow Rate | Hourly |  | kg/s
37 | 10646 | Avg | System | HVAC System | 3+4NP SUPPLY SIDE OUTLET 1 | System Node Mass Flow Rate | Daily |  | kg/s
38 | 10647 | Avg | System | HVAC System | 3+4NP SUPPLY SIDE OUTLET 1 | System Node Mass Flow Rate | Monthly |  | kg/s
39 | 10648 | Avg | System | HVAC System | 5NP DEMAND SIDE INLET 1 | System Node Temperature | Hourly |  | C
40 | 10649 | Avg | System | HVAC System | 5NP DEMAND SIDE INLET 1 | System Node Temperature | Daily |  | C
41 | 10650 | Avg | System | HVAC System | 5NP DEMAND SIDE INLET 1 | System Node Temperature | Monthly |  | C
42 | 10651 | Avg | System | HVAC System | 5NP DEMAND SIDE INLET 1 | System Node Mass Flow Rate | Hourly |  | kg/s
43 | 10652 | Avg | System | HVAC System | 5NP DEMAND SIDE INLET 1 | System Node Mass Flow Rate | Daily |  | kg/s
44 | 10653 | Avg | System | HVAC System | 5NP DEMAND SIDE INLET 1 | System Node Mass Flow Rate | Monthly |  | kg/s
45 | 10654 | Avg | System | HVAC System | 5NP SUPPLY SIDE OUTLET 1 | System Node Temperature | Hourly |  | C
46 | 10655 | Avg | System | HVAC System | 5NP SUPPLY SIDE OUTLET 1 | System Node Temperature | Daily |  | C
47 | 10656 | Avg | System | HVAC System | 5NP SUPPLY SIDE OUTLET 1 | System Node Temperature | Monthly |  | C
48 | 10657 | Avg | System | HVAC System | 5NP SUPPLY SIDE OUTLET 1 | System Node Mass Flow Rate | Hourly |  | kg/s
49 | 10658 | Avg | System | HVAC System | 5NP SUPPLY SIDE OUTLET 1 | System Node Mass Flow Rate | Daily |  | kg/s
50 | 10659 | Avg | System | HVAC System | 5NP SUPPLY SIDE OUTLET 1 | System Node Mass Flow Rate | Monthly |  | kg/s
51 | 10660 | Avg | System | HVAC System | 6NP DEMAND SIDE INLET 1 | System Node Temperature | Hourly |  | C
52 | 10661 | Avg | System | HVAC System | 6NP DEMAND SIDE INLET 1 | System Node Temperature | Daily |  | C
53 | 10662 | Avg | System | HVAC System | 6NP DEMAND SIDE INLET 1 | System Node Temperature | Monthly |  | C
54 | 10663 | Avg | System | HVAC System | 6NP DEMAND SIDE INLET 1 | System Node Mass Flow Rate | Hourly |  | kg/s
55 | 10664 | Avg | System | HVAC System | 6NP DEMAND SIDE INLET 1 | System Node Mass Flow Rate | Daily |  | kg/s
56 | 10665 | Avg | System | HVAC System | 6NP DEMAND SIDE INLET 1 | System Node Mass Flow Rate | Monthly |  | kg/s
57 | 10666 | Avg | System | HVAC System | 6NP SUPPLY SIDE OUTLET 1 | System Node Temperature | Hourly |  | C
58 | 10667 | Avg | System | HVAC System | 6NP SUPPLY SIDE OUTLET 1 | System Node Temperature | Daily |  | C
59 | 10668 | Avg | System | HVAC System | 6NP SUPPLY SIDE OUTLET 1 | System Node Temperature | Monthly |  | C
60 | 10669 | Avg | System | HVAC System | 6NP SUPPLY SIDE OUTLET 1 | System Node Mass Flow Rate | Hourly |  | kg/s
61 | 10670 | Avg | System | HVAC System | 6NP SUPPLY SIDE OUTLET 1 | System Node Mass Flow Rate | Daily |  | kg/s
62 | 10671 | Avg | System | HVAC System | 6NP SUPPLY SIDE OUTLET 1 | System Node Mass Flow Rate | Monthly |  | kg/s
63 | 10672 | Avg | System | HVAC System | AIR LOOP DEMAND SIDE INLET 1 | System Node Temperature | Hourly |  | C
64 | 10673 | Avg | System | HVAC System | AIR LOOP DEMAND SIDE INLET 1 | System Node Temperature | Daily |  | C
65 | 10674 | Avg | System | HVAC System | AIR LOOP DEMAND SIDE INLET 1 | System Node Temperature | Monthly |  | C
66 | 10675 | Avg | System | HVAC System | AIR LOOP DEMAND SIDE INLET 1 | System Node Mass Flow Rate | Hourly |  | kg/s
67 | 10676 | Avg | System | HVAC System | AIR LOOP DEMAND SIDE INLET 1 | System Node Mass Flow Rate | Daily |  | kg/s
68 | 10677 | Avg | System | HVAC System | AIR LOOP DEMAND SIDE INLET 1 | System Node Mass Flow Rate | Monthly |  | kg/s
69 | 10678 | Avg | System | HVAC System | AIR LOOP SUPPLY SIDE OUTLET 1 | System Node Temperature | Hourly |  | C
70 | 10679 | Avg | System | HVAC System | AIR LOOP SUPPLY SIDE OUTLET 1 | System Node Temperature | Daily |  | C
71 | 10680 | Avg | System | HVAC System | AIR LOOP SUPPLY SIDE OUTLET 1 | System Node Temperature | Monthly |  | C
72 | 10681 | Avg | System | HVAC System | AIR LOOP SUPPLY SIDE OUTLET 1 | System Node Mass Flow Rate | Hourly |  | kg/s
73 | 10682 | Avg | System | HVAC System | AIR LOOP SUPPLY SIDE OUTLET 1 | System Node Mass Flow Rate | Daily |  | kg/s
74 | 10683 | Avg | System | HVAC System | AIR LOOP SUPPLY SIDE OUTLET 1 | System Node Mass Flow Rate | Monthly |  | kg/s
75 | 10684 | Avg | System | HVAC System | 3+4NP ZONE SPLITTER OUTLET NODE 1 | System Node Temperature | Hourly |  | C
76 | 10685 | Avg | System | HVAC System | 3+4NP ZONE SPLITTER OUTLET NODE 1 | System Node Temperature | Daily |  | C
77 | 10686 | Avg | System | HVAC System | 3+4NP ZONE SPLITTER OUTLET NODE 1 | System Node Temperature | Monthly |  | C
78 | 10687 | Avg | System | HVAC System | 3+4NP ZONE SPLITTER OUTLET NODE 1 | System Node Mass Flow Rate | Hourly |  | kg/s
79 | 10688 | Avg | System | HVAC System | 3+4NP ZONE SPLITTER OUTLET NODE 1 | System Node Mass Flow Rate | Daily |  | kg/s
80 | 10689 | Avg | System | HVAC System | 3+4NP ZONE SPLITTER OUTLET NODE 1 | System Node Mass Flow Rate | Monthly |  | kg/s
81 | 10690 | Avg | System | HVAC System | 3+4NP ZONE SPLITTER OUTLET NODE 2 | System Node Temperature | Hourly |  | C
82 | 10691 | Avg | System | HVAC System | 3+4NP ZONE SPLITTER OUTLET NODE 2 | System Node Temperature | Daily |  | C
83 | 10692 | Avg | System | HVAC System | 3+4NP ZONE SPLITTER OUTLET NODE 2 | System Node Temperature | Monthly |  | C
84 | 10693 | Avg | System | HVAC System | 3+4NP ZONE SPLITTER OUTLET NODE 2 | System Node Mass Flow Rate | Hourly |  | kg/s
85 | 10694 | Avg | System | HVAC System | 3+4NP ZONE SPLITTER OUTLET NODE 2 | System Node Mass Flow Rate | Daily |  | kg/s
86 | 10695 | Avg | System | HVAC System | 3+4NP ZONE SPLITTER OUTLET NODE 2 | System Node Mass Flow Rate | Monthly |  | kg/s
87 | 10696 | Avg | System | HVAC System | 3+4NP ZONE SPLITTER OUTLET NODE 3 | System Node Temperature | Hourly |  | C
88 | 10697 | Avg | System | HVAC System | 3+4NP ZONE SPLITTER OUTLET NODE 3 | System Node Temperature | Daily |  | C
89 | 10698 | Avg | System | HVAC System | 3+4NP ZONE SPLITTER OUTLET NODE 3 | System Node Temperature | Monthly |  | C
90 | 10699 | Avg | System | HVAC System | 3+4NP ZONE SPLITTER OUTLET NODE 3 | System Node Mass Flow Rate | Hourly |  | kg/s
91 | 10700 | Avg | System | HVAC System | 3+4NP ZONE SPLITTER OUTLET NODE 3 | System Node Mass Flow Rate | Daily |  | kg/s
92 | 10701 | Avg | System | HVAC System | 3+4NP ZONE SPLITTER OUTLET NODE 3 | System Node Mass Flow Rate | Monthly |  | kg/s
93 | 10702 | Avg | System | HVAC System | 3+4NP ZONE SPLITTER OUTLET NODE 4 | System Node Temperature | Hourly |  | C
94 | 10703 | Avg | System | HVAC System | 3+4NP ZONE SPLITTER OUTLET NODE 4 | System Node Temperature | Daily |  | C
95 | 10704 | Avg | System | HVAC System | 3+4NP ZONE SPLITTER OUTLET NODE 4 | System Node Temperature | Monthly |  | C
96 | 10705 | Avg | System | HVAC System | 3+4NP ZONE SPLITTER OUTLET NODE 4 | System Node Mass Flow Rate | Hourly |  | kg/s
97 | 10706 | Avg | System | HVAC System | 3+4NP ZONE SPLITTER OUTLET NODE 4 | System Node Mass Flow Rate | Daily |  | kg/s
98 | 10707 | Avg | System | HVAC System | 3+4NP ZONE SPLITTER OUTLET NODE 4 | System Node Mass Flow Rate | Monthly |  | kg/s
99 | 10708 | Avg | System | HVAC System | 3+4NP ZONE SPLITTER OUTLET NODE 5 | System Node Temperature | Hourly |  | C
100 | 10709 | Avg | System | HVAC System | 3+4NP ZONE SPLITTER OUTLET NODE 5 | System Node Temperature | Daily |  | C
101 | 10710 | Avg | System | HVAC System | 3+4NP ZONE SPLITTER OUTLET NODE 5 | System Node Temperature | Monthly |  | C
102 | 10711 | Avg | System | HVAC System | 3+4NP ZONE SPLITTER OUTLET NODE 5 | System Node Mass Flow Rate | Hourly |  | kg/s
103 | 10712 | Avg | System | HVAC System | 3+4NP ZONE SPLITTER OUTLET NODE 5 | System Node Mass Flow Rate | Daily |  | kg/s
104 | 10713 | Avg | System | HVAC System | 3+4NP ZONE SPLITTER OUTLET NODE 5 | System Node Mass Flow Rate | Monthly |  | kg/s
105 | 10714 | Avg | System | HVAC System | 3+4NP ZONE SPLITTER OUTLET NODE 6 | System Node Temperature | Hourly |  | C
106 | 10715 | Avg | System | HVAC System | 3+4NP ZONE SPLITTER OUTLET NODE 6 | System Node Temperature | Daily |  | C
107 | 10716 | Avg | System | HVAC System | 3+4NP ZONE SPLITTER OUTLET NODE 6 | System Node Temperature | Monthly |  | C
108 | 10717 | Avg | System | HVAC System | 3+4NP ZONE SPLITTER OUTLET NODE 6 | System Node Mass Flow Rate | Hourly |  | kg/s
109 | 10718 | Avg | System | HVAC System | 3+4NP ZONE SPLITTER OUTLET NODE 6 | System Node Mass Flow Rate | Daily |  | kg/s
110 | 10719 | Avg | System | HVAC System | 3+4NP ZONE SPLITTER OUTLET NODE 6 | System Node Mass Flow Rate | Monthly |  | kg/s
111 | 10720 | Avg | System | HVAC System | 3+4NP ZONE SPLITTER OUTLET NODE 7 | System Node Temperature | Hourly |  | C
112 | 10721 | Avg | System | HVAC System | 3+4NP ZONE SPLITTER OUTLET NODE 7 | System Node Temperature | Daily |  | C
113 | 10722 | Avg | System | HVAC System | 3+4NP ZONE SPLITTER OUTLET NODE 7 | System Node Temperature | Monthly |  | C
114 | 10723 | Avg | System | HVAC System | 3+4NP ZONE SPLITTER OUTLET NODE 7 | System Node Mass Flow Rate | Hourly |  | kg/s
115 | 10724 | Avg | System | HVAC System | 3+4NP ZONE SPLITTER OUTLET NODE 7 | System Node Mass Flow Rate | Daily |  | kg/s
116 | 10725 | Avg | System | HVAC System | 3+4NP ZONE SPLITTER OUTLET NODE 7 | System Node Mass Flow Rate | Monthly |  | kg/s
117 | 10726 | Avg | System | HVAC System | 3+4NP ZONE SPLITTER OUTLET NODE 8 | System Node Temperature | Hourly |  | C
118 | 10727 | Avg | System | HVAC System | 3+4NP ZONE SPLITTER OUTLET NODE 8 | System Node Temperature | Daily |  | C
119 | 10728 | Avg | System | HVAC System | 3+4NP ZONE SPLITTER OUTLET NODE 8 | System Node Temperature | Monthly |  | C
120 | 10729 | Avg | System | HVAC System | 3+4NP ZONE SPLITTER OUTLET NODE 8 | System Node Mass Flow Rate | Hourly |  | kg/s
121 | 10730 | Avg | System | HVAC System | 3+4NP ZONE SPLITTER OUTLET NODE 8 | System Node Mass Flow Rate | Daily |  | kg/s
122 | 10731 | Avg | System | HVAC System | 3+4NP ZONE SPLITTER OUTLET NODE 8 | System Node Mass Flow Rate | Monthly |  | kg/s
123 | 10732 | Avg | System | HVAC System | 3+4NP ZONE SPLITTER OUTLET NODE 9 | System Node Temperature | Hourly |  | C
124 | 10733 | Avg | System | HVAC System | 3+4NP ZONE SPLITTER OUTLET NODE 9 | System Node Temperature | Daily |  | C
125 | 10734 | Avg | System | HVAC System | 3+4NP ZONE SPLITTER OUTLET NODE 9 | System Node Temperature | Monthly |  | C
126 | 10735 | Avg | System | HVAC System | 3+4NP ZONE SPLITTER OUTLET NODE 9 | System Node Mass Flow Rate | Hourly |  | kg/s
127 | 10736 | Avg | System | HVAC System | 3+4NP ZONE SPLITTER OUTLET NODE 9 | System Node Mass Flow Rate | Daily |  | kg/s
128 | 10737 | Avg | System | HVAC System | 3+4NP ZONE SPLITTER OUTLET NODE 9 | System Node Mass Flow Rate | Monthly |  | kg/s
129 | 10738 | Avg | System | HVAC System | 3+4NP ZONE SPLITTER OUTLET NODE 10 | System Node Temperature | Hourly |  | C
130 | 10739 | Avg | System | HVAC System | 3+4NP ZONE SPLITTER OUTLET NODE 10 | System Node Temperature | Daily |  | C
131 | 10740 | Avg | System | HVAC System | 3+4NP ZONE SPLITTER OUTLET NODE 10 | System Node Temperature | Monthly |  | C
132 | 10741 | Avg | System | HVAC System | 3+4NP ZONE SPLITTER OUTLET NODE 10 | System Node Mass Flow Rate | Hourly |  | kg/s
133 | 10742 | Avg | System | HVAC System | 3+4NP ZONE SPLITTER OUTLET NODE 10 | System Node Mass Flow Rate | Daily |  | kg/s
134 | 10743 | Avg | System | HVAC System | 3+4NP ZONE SPLITTER OUTLET NODE 10 | System Node Mass Flow Rate | Monthly |  | kg/s
135 | 10744 | Avg | System | HVAC System | 3+4NP ZONE SPLITTER OUTLET NODE 11 | System Node Temperature | Hourly |  | C
136 | 10745 | Avg | System | HVAC System | 3+4NP ZONE SPLITTER OUTLET NODE 11 | System Node Temperature | Daily |  | C
137 | 10746 | Avg | System | HVAC System | 3+4NP ZONE SPLITTER OUTLET NODE 11 | System Node Temperature | Monthly |  | C
138 | 10747 | Avg | System | HVAC System | 3+4NP ZONE SPLITTER OUTLET NODE 11 | System Node Mass Flow Rate | Hourly |  | kg/s
139 | 10748 | Avg | System | HVAC System | 3+4NP ZONE SPLITTER OUTLET NODE 11 | System Node Mass Flow Rate | Daily |  | kg/s
140 | 10749 | Avg | System | HVAC System | 3+4NP ZONE SPLITTER OUTLET NODE 11 | System Node Mass Flow Rate | Monthly |  | kg/s
141 | 10750 | Avg | System | HVAC System | 4NP:CORR1 PTAC SUPPLY INLET | System Node Temperature | Hourly |  | C
142 | 10751 | Avg | System | HVAC System | 4NP:CORR1 PTAC SUPPLY INLET | System Node Temperature | Daily |  | C
143 | 10752 | Avg | System | HVAC System | 4NP:CORR1 PTAC SUPPLY INLET | System Node Temperature | Monthly |  | C
144 | 10753 | Avg | System | HVAC System | 4NP:CORR1 PTAC SUPPLY INLET | System Node Mass Flow Rate | Hourly |  | kg/s
145 | 10754 | Avg | System | HVAC System | 4NP:CORR1 PTAC SUPPLY INLET | System Node Mass Flow Rate | Daily |  | kg/s
146 | 10755 | Avg | System | HVAC System | 4NP:CORR1 PTAC SUPPLY INLET | System Node Mass Flow Rate | Monthly |  | kg/s
147 | 10756 | Avg | System | HVAC System | 3+4NP ZONE SPLITTER OUTLET NODE 12 | System Node Temperature | Hourly |  | C
148 | 10757 | Avg | System | HVAC System | 3+4NP ZONE SPLITTER OUTLET NODE 12 | System Node Temperature | Daily |  | C
149 | 10758 | Avg | System | HVAC System | 3+4NP ZONE SPLITTER OUTLET NODE 12 | System Node Temperature | Monthly |  | C
150 | 10759 | Avg | System | HVAC System | 3+4NP ZONE SPLITTER OUTLET NODE 12 | System Node Mass Flow Rate | Hourly |  | kg/s
151 | 10760 | Avg | System | HVAC System | 3+4NP ZONE SPLITTER OUTLET NODE 12 | System Node Mass Flow Rate | Daily |  | kg/s
152 | 10761 | Avg | System | HVAC System | 3+4NP ZONE SPLITTER OUTLET NODE 12 | System Node Mass Flow Rate | Monthly |  | kg/s
153 | 10762 | Avg | System | HVAC System | 4NP:CORR1 PTAC RETURN | System Node Temperature | Hourly |  | C
154 | 10763 | Avg | System | HVAC System | 4NP:CORR1 PTAC RETURN | System Node Temperature | Daily |  | C
155 | 10764 | Avg | System | HVAC System | 4NP:CORR1 PTAC RETURN | System Node Temperature | Monthly |  | C
156 | 10765 | Avg | System | HVAC System | 4NP:CORR1 PTAC RETURN | System Node Mass Flow Rate | Hourly |  | kg/s
157 | 10766 | Avg | System | HVAC System | 4NP:CORR1 PTAC RETURN | System Node Mass Flow Rate | Daily |  | kg/s
158 | 10767 | Avg | System | HVAC System | 4NP:CORR1 PTAC RETURN | System Node Mass Flow Rate | Monthly |  | kg/s
159 | 10768 | Avg | System | HVAC System | 4NP:CORR2 PTAC SUPPLY INLET | System Node Temperature | Hourly |  | C
160 | 10769 | Avg | System | HVAC System | 4NP:CORR2 PTAC SUPPLY INLET | System Node Temperature | Daily |  | C
161 | 10770 | Avg | System | HVAC System | 4NP:CORR2 PTAC SUPPLY INLET | System Node Temperature | Monthly |  | C
162 | 10771 | Avg | System | HVAC System | 4NP:CORR2 PTAC SUPPLY INLET | System Node Mass Flow Rate | Hourly |  | kg/s
163 | 10772 | Avg | System | HVAC System | 4NP:CORR2 PTAC SUPPLY INLET | System Node Mass Flow Rate | Daily |  | kg/s
164 | 10773 | Avg | System | HVAC System | 4NP:CORR2 PTAC SUPPLY INLET | System Node Mass Flow Rate | Monthly |  | kg/s
165 | 10774 | Avg | System | HVAC System | 3+4NP ZONE SPLITTER OUTLET NODE 13 | System Node Temperature | Hourly |  | C
166 | 10775 | Avg | System | HVAC System | 3+4NP ZONE SPLITTER OUTLET NODE 13 | System Node Temperature | Daily |  | C
167 | 10776 | Avg | System | HVAC System | 3+4NP ZONE SPLITTER OUTLET NODE 13 | System Node Temperature | Monthly |  | C
168 | 10777 | Avg | System | HVAC System | 3+4NP ZONE SPLITTER OUTLET NODE 13 | System Node Mass Flow Rate | Hourly |  | kg/s
169 | 10778 | Avg | System | HVAC System | 3+4NP ZONE SPLITTER OUTLET NODE 13 | System Node Mass Flow Rate | Daily |  | kg/s
170 | 10779 | Avg | System | HVAC System | 3+4NP ZONE SPLITTER OUTLET NODE 13 | System Node Mass Flow Rate | Monthly |  | kg/s
171 | 10780 | Avg | System | HVAC System | 4NP:CORR2 PTAC RETURN | System Node Temperature | Hourly |  | C
172 | 10781 | Avg | System | HVAC System | 4NP:CORR2 PTAC RETURN | System Node Temperature | Daily |  | C
173 | 10782 | Avg | System | HVAC System | 4NP:CORR2 PTAC RETURN | System Node Temperature | Monthly |  | C
174 | 10783 | Avg | System | HVAC System | 4NP:CORR2 PTAC RETURN | System Node Mass Flow Rate | Hourly |  | kg/s
175 | 10784 | Avg | System | HVAC System | 4NP:CORR2 PTAC RETURN | System Node Mass Flow Rate | Daily |  | kg/s
176 | 10785 | Avg | System | HVAC System | 4NP:CORR2 PTAC RETURN | System Node Mass Flow Rate | Monthly |  | kg/s
177 | 10786 | Avg | System | HVAC System | 4NP:WC1 PTAC SUPPLY INLET | System Node Temperature | Hourly |  | C
178 | 10787 | Avg | System | HVAC System | 4NP:WC1 PTAC SUPPLY INLET | System Node Temperature | Daily |  | C
179 | 10788 | Avg | System | HVAC System | 4NP:WC1 PTAC SUPPLY INLET | System Node Temperature | Monthly |  | C
180 | 10789 | Avg | System | HVAC System | 4NP:WC1 PTAC SUPPLY INLET | System Node Mass Flow Rate | Hourly |  | kg/s
181 | 10790 | Avg | System | HVAC System | 4NP:WC1 PTAC SUPPLY INLET | System Node Mass Flow Rate | Daily |  | kg/s
182 | 10791 | Avg | System | HVAC System | 4NP:WC1 PTAC SUPPLY INLET | System Node Mass Flow Rate | Monthly |  | kg/s
183 | 10792 | Avg | System | HVAC System | 3+4NP ZONE SPLITTER OUTLET NODE 14 | System Node Temperature | Hourly |  | C
184 | 10793 | Avg | System | HVAC System | 3+4NP ZONE SPLITTER OUTLET NODE 14 | System Node Temperature | Daily |  | C
185 | 10794 | Avg | System | HVAC System | 3+4NP ZONE SPLITTER OUTLET NODE 14 | System Node Temperature | Monthly |  | C
186 | 10795 | Avg | System | HVAC System | 3+4NP ZONE SPLITTER OUTLET NODE 14 | System Node Mass Flow Rate | Hourly |  | kg/s
187 | 10796 | Avg | System | HVAC System | 3+4NP ZONE SPLITTER OUTLET NODE 14 | System Node Mass Flow Rate | Daily |  | kg/s
188 | 10797 | Avg | System | HVAC System | 3+4NP ZONE SPLITTER OUTLET NODE 14 | System Node Mass Flow Rate | Monthly |  | kg/s
189 | 10798 | Avg | System | HVAC System | 4NP:WC1 PTAC RETURN | System Node Temperature | Hourly |  | C
190 | 10799 | Avg | System | HVAC System | 4NP:WC1 PTAC RETURN | System Node Temperature | Daily |  | C
191 | 10800 | Avg | System | HVAC System | 4NP:WC1 PTAC RETURN | System Node Temperature | Monthly |  | C
192 | 10801 | Avg | System | HVAC System | 4NP:WC1 PTAC RETURN | System Node Mass Flow Rate | Hourly |  | kg/s
193 | 10802 | Avg | System | HVAC System | 4NP:WC1 PTAC RETURN | System Node Mass Flow Rate | Daily |  | kg/s
194 | 10803 | Avg | System | HVAC System | 4NP:WC1 PTAC RETURN | System Node Mass Flow Rate | Monthly |  | kg/s
195 | 10804 | Avg | System | HVAC System | 4NP:CORR3 PTAC SUPPLY INLET | System Node Temperature | Hourly |  | C
196 | 10805 | Avg | System | HVAC System | 4NP:CORR3 PTAC SUPPLY INLET | System Node Temperature | Daily |  | C
197 | 10806 | Avg | System | HVAC System | 4NP:CORR3 PTAC SUPPLY INLET | System Node Temperature | Monthly |  | C
198 | 10807 | Avg | System | HVAC System | 4NP:CORR3 PTAC SUPPLY INLET | System Node Mass Flow Rate | Hourly |  | kg/s
199 | 10808 | Avg | System | HVAC System | 4NP:CORR3 PTAC SUPPLY INLET | System Node Mass Flow Rate | Daily |  | kg/s
200 | 10809 | Avg | System | HVAC System | 4NP:CORR3 PTAC SUPPLY INLET | System Node Mass Flow Rate | Monthly |  | kg/s
201 | 10810 | Avg | System | HVAC System | 3+4NP ZONE SPLITTER OUTLET NODE 15 | System Node Temperature | Hourly |  | C
202 | 10811 | Avg | System | HVAC System | 3+4NP ZONE SPLITTER OUTLET NODE 15 | System Node Temperature | Daily |  | C
203 | 10812 | Avg | System | HVAC System | 3+4NP ZONE SPLITTER OUTLET NODE 15 | System Node Temperature | Monthly |  | C
204 | 10813 | Avg | System | HVAC System | 3+4NP ZONE SPLITTER OUTLET NODE 15 | System Node Mass Flow Rate | Hourly |  | kg/s
205 | 10814 | Avg | System | HVAC System | 3+4NP ZONE SPLITTER OUTLET NODE 15 | System Node Mass Flow Rate | Daily |  | kg/s
206 | 10815 | Avg | System | HVAC System | 3+4NP ZONE SPLITTER OUTLET NODE 15 | System Node Mass Flow Rate | Monthly |  | kg/s
207 | 10816 | Avg | System | HVAC System | 4NP:CORR3 PTAC RETURN | System Node Temperature | Hourly |  | C
208 | 10817 | Avg | System | HVAC System | 4NP:CORR3 PTAC RETURN | System Node Temperature | Daily |  | C
209 | 10818 | Avg | System | HVAC System | 4NP:CORR3 PTAC RETURN | System Node Temperature | Monthly |  | C
210 | 10819 | Avg | System | HVAC System | 4NP:CORR3 PTAC RETURN | System Node Mass Flow Rate | Hourly |  | kg/s
211 | 10820 | Avg | System | HVAC System | 4NP:CORR3 PTAC RETURN | System Node Mass Flow Rate | Daily |  | kg/s
212 | 10821 | Avg | System | HVAC System | 4NP:CORR3 PTAC RETURN | System Node Mass Flow Rate | Monthly |  | kg/s
213 | 10822 | Avg | System | HVAC System | 4NP:CORR4 PTAC SUPPLY INLET | System Node Temperature | Hourly |  | C
214 | 10823 | Avg | System | HVAC System | 4NP:CORR4 PTAC SUPPLY INLET | System Node Temperature | Daily |  | C
215 | 10824 | Avg | System | HVAC System | 4NP:CORR4 PTAC SUPPLY INLET | System Node Temperature | Monthly |  | C
216 | 10825 | Avg | System | HVAC System | 4NP:CORR4 PTAC SUPPLY INLET | System Node Mass Flow Rate | Hourly |  | kg/s
217 | 10826 | Avg | System | HVAC System | 4NP:CORR4 PTAC SUPPLY INLET | System Node Mass Flow Rate | Daily |  | kg/s
218 | 10827 | Avg | System | HVAC System | 4NP:CORR4 PTAC SUPPLY INLET | System Node Mass Flow Rate | Monthly |  | kg/s
219 | 10828 | Avg | System | HVAC System | 3+4NP ZONE SPLITTER OUTLET NODE 16 | System Node Temperature | Hourly |  | C
220 | 10829 | Avg | System | HVAC System | 3+4NP ZONE SPLITTER OUTLET NODE 16 | System Node Temperature | Daily |  | C
221 | 10830 | Avg | System | HVAC System | 3+4NP ZONE SPLITTER OUTLET NODE 16 | System Node Temperature | Monthly |  | C
222 | 10831 | Avg | System | HVAC System | 3+4NP ZONE SPLITTER OUTLET NODE 16 | System Node Mass Flow Rate | Hourly |  | kg/s
223 | 10832 | Avg | System | HVAC System | 3+4NP ZONE SPLITTER OUTLET NODE 16 | System Node Mass Flow Rate | Daily |  | kg/s
224 | 10833 | Avg | System | HVAC System | 3+4NP ZONE SPLITTER OUTLET NODE 16 | System Node Mass Flow Rate | Monthly |  | kg/s
225 | 10834 | Avg | System | HVAC System | 4NP:CORR4 PTAC RETURN | System Node Temperature | Hourly |  | C
226 | 10835 | Avg | System | HVAC System | 4NP:CORR4 PTAC RETURN | System Node Temperature | Daily |  | C
227 | 10836 | Avg | System | HVAC System | 4NP:CORR4 PTAC RETURN | System Node Temperature | Monthly |  | C
228 | 10837 | Avg | System | HVAC System | 4NP:CORR4 PTAC RETURN | System Node Mass Flow Rate | Hourly |  | kg/s
229 | 10838 | Avg | System | HVAC System | 4NP:CORR4 PTAC RETURN | System Node Mass Flow Rate | Daily |  | kg/s
230 | 10839 | Avg | System | HVAC System | 4NP:CORR4 PTAC RETURN | System Node Mass Flow Rate | Monthly |  | kg/s
231 | 10840 | Avg | System | HVAC System | 4NP:CORR5 PTAC SUPPLY INLET | System Node Temperature | Hourly |  | C
232 | 10841 | Avg | System | HVAC System | 4NP:CORR5 PTAC SUPPLY INLET | System Node Temperature | Daily |  | C
233 | 10842 | Avg | System | HVAC System | 4NP:CORR5 PTAC SUPPLY INLET | System Node Temperature | Monthly |  | C
234 | 10843 | Avg | System | HVAC System | 4NP:CORR5 PTAC SUPPLY INLET | System Node Mass Flow Rate | Hourly |  | kg/s
235 | 10844 | Avg | System | HVAC System | 4NP:CORR5 PTAC SUPPLY INLET | System Node Mass Flow Rate | Daily |  | kg/s
236 | 10845 | Avg | System | HVAC System | 4NP:CORR5 PTAC SUPPLY INLET | System Node Mass Flow Rate | Monthly |  | kg/s
237 | 10846 | Avg | System | HVAC System | 3+4NP ZONE SPLITTER OUTLET NODE 17 | System Node Temperature | Hourly |  | C
238 | 10847 | Avg | System | HVAC System | 3+4NP ZONE SPLITTER OUTLET NODE 17 | System Node Temperature | Daily |  | C
239 | 10848 | Avg | System | HVAC System | 3+4NP ZONE SPLITTER OUTLET NODE 17 | System Node Temperature | Monthly |  | C
240 | 10849 | Avg | System | HVAC System | 3+4NP ZONE SPLITTER OUTLET NODE 17 | System Node Mass Flow Rate | Hourly |  | kg/s
241 | 10850 | Avg | System | HVAC System | 3+4NP ZONE SPLITTER OUTLET NODE 17 | System Node Mass Flow Rate | Daily |  | kg/s
242 | 10851 | Avg | System | HVAC System | 3+4NP ZONE SPLITTER OUTLET NODE 17 | System Node Mass Flow Rate | Monthly |  | kg/s
243 | 10852 | Avg | System | HVAC System | 4NP:CORR5 PTAC RETURN | System Node Temperature | Hourly |  | C
244 | 10853 | Avg | System | HVAC System | 4NP:CORR5 PTAC RETURN | System Node Temperature | Daily |  | C
245 | 10854 | Avg | System | HVAC System | 4NP:CORR5 PTAC RETURN | System Node Temperature | Monthly |  | C
246 | 10855 | Avg | System | HVAC System | 4NP:CORR5 PTAC RETURN | System Node Mass Flow Rate | Hourly |  | kg/s
247 | 10856 | Avg | System | HVAC System | 4NP:CORR5 PTAC RETURN | System Node Mass Flow Rate | Daily |  | kg/s
248 | 10857 | Avg | System | HVAC System | 4NP:CORR5 PTAC RETURN | System Node Mass Flow Rate | Monthly |  | kg/s
249 | 10858 | Avg | System | HVAC System | 4NP:KITCH PTAC SUPPLY INLET | System Node Temperature | Hourly |  | C
250 | 10859 | Avg | System | HVAC System | 4NP:KITCH PTAC SUPPLY INLET | System Node Temperature | Daily |  | C
251 | 10860 | Avg | System | HVAC System | 4NP:KITCH PTAC SUPPLY INLET | System Node Temperature | Monthly |  | C
252 | 10861 | Avg | System | HVAC System | 4NP:KITCH PTAC SUPPLY INLET | System Node Mass Flow Rate | Hourly |  | kg/s
253 | 10862 | Avg | System | HVAC System | 4NP:KITCH PTAC SUPPLY INLET | System Node Mass Flow Rate | Daily |  | kg/s
254 | 10863 | Avg | System | HVAC System | 4NP:KITCH PTAC SUPPLY INLET | System Node Mass Flow Rate | Monthly |  | kg/s
255 | 10864 | Avg | System | HVAC System | 3+4NP ZONE SPLITTER OUTLET NODE 18 | System Node Temperature | Hourly |  | C
256 | 10865 | Avg | System | HVAC System | 3+4NP ZONE SPLITTER OUTLET NODE 18 | System Node Temperature | Daily |  | C
257 | 10866 | Avg | System | HVAC System | 3+4NP ZONE SPLITTER OUTLET NODE 18 | System Node Temperature | Monthly |  | C
258 | 10867 | Avg | System | HVAC System | 3+4NP ZONE SPLITTER OUTLET NODE 18 | System Node Mass Flow Rate | Hourly |  | kg/s
259 | 10868 | Avg | System | HVAC System | 3+4NP ZONE SPLITTER OUTLET NODE 18 | System Node Mass Flow Rate | Daily |  | kg/s
260 | 10869 | Avg | System | HVAC System | 3+4NP ZONE SPLITTER OUTLET NODE 18 | System Node Mass Flow Rate | Monthly |  | kg/s
261 | 10870 | Avg | System | HVAC System | 4NP:KITCH PTAC RETURN | System Node Temperature | Hourly |  | C
262 | 10871 | Avg | System | HVAC System | 4NP:KITCH PTAC RETURN | System Node Temperature | Daily |  | C
263 | 10872 | Avg | System | HVAC System | 4NP:KITCH PTAC RETURN | System Node Temperature | Monthly |  | C
264 | 10873 | Avg | System | HVAC System | 4NP:KITCH PTAC RETURN | System Node Mass Flow Rate | Hourly |  | kg/s
265 | 10874 | Avg | System | HVAC System | 4NP:KITCH PTAC RETURN | System Node Mass Flow Rate | Daily |  | kg/s
266 | 10875 | Avg | System | HVAC System | 4NP:KITCH PTAC RETURN | System Node Mass Flow Rate | Monthly |  | kg/s
267 | 10876 | Avg | System | HVAC System | 4NP:WC2 PTAC SUPPLY INLET | System Node Temperature | Hourly |  | C
268 | 10877 | Avg | System | HVAC System | 4NP:WC2 PTAC SUPPLY INLET | System Node Temperature | Daily |  | C
269 | 10878 | Avg | System | HVAC System | 4NP:WC2 PTAC SUPPLY INLET | System Node Temperature | Monthly |  | C
270 | 10879 | Avg | System | HVAC System | 4NP:WC2 PTAC SUPPLY INLET | System Node Mass Flow Rate | Hourly |  | kg/s
271 | 10880 | Avg | System | HVAC System | 4NP:WC2 PTAC SUPPLY INLET | System Node Mass Flow Rate | Daily |  | kg/s
272 | 10881 | Avg | System | HVAC System | 4NP:WC2 PTAC SUPPLY INLET | System Node Mass Flow Rate | Monthly |  | kg/s
273 | 10882 | Avg | System | HVAC System | 3+4NP ZONE SPLITTER OUTLET NODE 19 | System Node Temperature | Hourly |  | C
274 | 10883 | Avg | System | HVAC System | 3+4NP ZONE SPLITTER OUTLET NODE 19 | System Node Temperature | Daily |  | C
275 | 10884 | Avg | System | HVAC System | 3+4NP ZONE SPLITTER OUTLET NODE 19 | System Node Temperature | Monthly |  | C
276 | 10885 | Avg | System | HVAC System | 3+4NP ZONE SPLITTER OUTLET NODE 19 | System Node Mass Flow Rate | Hourly |  | kg/s
277 | 10886 | Avg | System | HVAC System | 3+4NP ZONE SPLITTER OUTLET NODE 19 | System Node Mass Flow Rate | Daily |  | kg/s
278 | 10887 | Avg | System | HVAC System | 3+4NP ZONE SPLITTER OUTLET NODE 19 | System Node Mass Flow Rate | Monthly |  | kg/s
279 | 10888 | Avg | System | HVAC System | 4NP:WC2 PTAC RETURN | System Node Temperature | Hourly |  | C
280 | 10889 | Avg | System | HVAC System | 4NP:WC2 PTAC RETURN | System Node Temperature | Daily |  | C
281 | 10890 | Avg | System | HVAC System | 4NP:WC2 PTAC RETURN | System Node Temperature | Monthly |  | C
282 | 10891 | Avg | System | HVAC System | 4NP:WC2 PTAC RETURN | System Node Mass Flow Rate | Hourly |  | kg/s
283 | 10892 | Avg | System | HVAC System | 4NP:WC2 PTAC RETURN | System Node Mass Flow Rate | Daily |  | kg/s
284 | 10893 | Avg | System | HVAC System | 4NP:WC2 PTAC RETURN | System Node Mass Flow Rate | Monthly |  | kg/s
285 | 10894 | Avg | System | HVAC System | 4NP:WC3 PTAC SUPPLY INLET | System Node Temperature | Hourly |  | C
286 | 10895 | Avg | System | HVAC System | 4NP:WC3 PTAC SUPPLY INLET | System Node Temperature | Daily |  | C
287 | 10896 | Avg | System | HVAC System | 4NP:WC3 PTAC SUPPLY INLET | System Node Temperature | Monthly |  | C
288 | 10897 | Avg | System | HVAC System | 4NP:WC3 PTAC SUPPLY INLET | System Node Mass Flow Rate | Hourly |  | kg/s
289 | 10898 | Avg | System | HVAC System | 4NP:WC3 PTAC SUPPLY INLET | System Node Mass Flow Rate | Daily |  | kg/s
290 | 10899 | Avg | System | HVAC System | 4NP:WC3 PTAC SUPPLY INLET | System Node Mass Flow Rate | Monthly |  | kg/s
291 | 10900 | Avg | System | HVAC System | 3+4NP ZONE SPLITTER OUTLET NODE 20 | System Node Temperature | Hourly |  | C
292 | 10901 | Avg | System | HVAC System | 3+4NP ZONE SPLITTER OUTLET NODE 20 | System Node Temperature | Daily |  | C
293 | 10902 | Avg | System | HVAC System | 3+4NP ZONE SPLITTER OUTLET NODE 20 | System Node Temperature | Monthly |  | C
294 | 10903 | Avg | System | HVAC System | 3+4NP ZONE SPLITTER OUTLET NODE 20 | System Node Mass Flow Rate | Hourly |  | kg/s
295 | 10904 | Avg | System | HVAC System | 3+4NP ZONE SPLITTER OUTLET NODE 20 | System Node Mass Flow Rate | Daily |  | kg/s
296 | 10905 | Avg | System | HVAC System | 3+4NP ZONE SPLITTER OUTLET NODE 20 | System Node Mass Flow Rate | Monthly |  | kg/s
297 | 10906 | Avg | System | HVAC System | 4NP:WC3 PTAC RETURN | System Node Temperature | Hourly |  | C
298 | 10907 | Avg | System | HVAC System | 4NP:WC3 PTAC RETURN | System Node Temperature | Daily |  | C
299 | 10908 | Avg | System | HVAC System | 4NP:WC3 PTAC RETURN | System Node Temperature | Monthly |  | C
300 | 10909 | Avg | System | HVAC System | 4NP:WC3 PTAC RETURN | System Node Mass Flow Rate | Hourly |  | kg/s
301 | 10910 | Avg | System | HVAC System | 4NP:WC3 PTAC RETURN | System Node Mass Flow Rate | Daily |  | kg/s
302 | 10911 | Avg | System | HVAC System | 4NP:WC3 PTAC RETURN | System Node Mass Flow Rate | Monthly |  | kg/s
303 | 10912 | Avg | System | HVAC System | 4NP:CORR6 PTAC SUPPLY INLET | System Node Temperature | Hourly |  | C
304 | 10913 | Avg | System | HVAC System | 4NP:CORR6 PTAC SUPPLY INLET | System Node Temperature | Daily |  | C
305 | 10914 | Avg | System | HVAC System | 4NP:CORR6 PTAC SUPPLY INLET | System Node Temperature | Monthly |  | C
306 | 10915 | Avg | System | HVAC System | 4NP:CORR6 PTAC SUPPLY INLET | System Node Mass Flow Rate | Hourly |  | kg/s
307 | 10916 | Avg | System | HVAC System | 4NP:CORR6 PTAC SUPPLY INLET | System Node Mass Flow Rate | Daily |  | kg/s
308 | 10917 | Avg | System | HVAC System | 4NP:CORR6 PTAC SUPPLY INLET | System Node Mass Flow Rate | Monthly |  | kg/s
309 | 10918 | Avg | System | HVAC System | 3+4NP ZONE SPLITTER OUTLET NODE 21 | System Node Temperature | Hourly |  | C
310 | 10919 | Avg | System | HVAC System | 3+4NP ZONE SPLITTER OUTLET NODE 21 | System Node Temperature | Daily |  | C
311 | 10920 | Avg | System | HVAC System | 3+4NP ZONE SPLITTER OUTLET NODE 21 | System Node Temperature | Monthly |  | C
312 | 10921 | Avg | System | HVAC System | 3+4NP ZONE SPLITTER OUTLET NODE 21 | System Node Mass Flow Rate | Hourly |  | kg/s
313 | 10922 | Avg | System | HVAC System | 3+4NP ZONE SPLITTER OUTLET NODE 21 | System Node Mass Flow Rate | Daily |  | kg/s
314 | 10923 | Avg | System | HVAC System | 3+4NP ZONE SPLITTER OUTLET NODE 21 | System Node Mass Flow Rate | Monthly |  | kg/s
315 | 10924 | Avg | System | HVAC System | 4NP:CORR6 PTAC RETURN | System Node Temperature | Hourly |  | C
316 | 10925 | Avg | System | HVAC System | 4NP:CORR6 PTAC RETURN | System Node Temperature | Daily |  | C
317 | 10926 | Avg | System | HVAC System | 4NP:CORR6 PTAC RETURN | System Node Temperature | Monthly |  | C
318 | 10927 | Avg | System | HVAC System | 4NP:CORR6 PTAC RETURN | System Node Mass Flow Rate | Hourly |  | kg/s
319 | 10928 | Avg | System | HVAC System | 4NP:CORR6 PTAC RETURN | System Node Mass Flow Rate | Daily |  | kg/s
320 | 10929 | Avg | System | HVAC System | 4NP:CORR6 PTAC RETURN | System Node Mass Flow Rate | Monthly |  | kg/s
321 | 10930 | Avg | System | HVAC System | 4NP:WC PTAC SUPPLY INLET | System Node Temperature | Hourly |  | C
322 | 10931 | Avg | System | HVAC System | 4NP:WC PTAC SUPPLY INLET | System Node Temperature | Daily |  | C
323 | 10932 | Avg | System | HVAC System | 4NP:WC PTAC SUPPLY INLET | System Node Temperature | Monthly |  | C
324 | 10933 | Avg | System | HVAC System | 4NP:WC PTAC SUPPLY INLET | System Node Mass Flow Rate | Hourly |  | kg/s
325 | 10934 | Avg | System | HVAC System | 4NP:WC PTAC SUPPLY INLET | System Node Mass Flow Rate | Daily |  | kg/s
326 | 10935 | Avg | System | HVAC System | 4NP:WC PTAC SUPPLY INLET | System Node Mass Flow Rate | Monthly |  | kg/s
327 | 10936 | Avg | System | HVAC System | 3+4NP ZONE SPLITTER OUTLET NODE 22 | System Node Temperature | Hourly |  | C
328 | 10937 | Avg | System | HVAC System | 3+4NP ZONE SPLITTER OUTLET NODE 22 | System Node Temperature | Daily |  | C
329 | 10938 | Avg | System | HVAC System | 3+4NP ZONE SPLITTER OUTLET NODE 22 | System Node Temperature | Monthly |  | C
330 | 10939 | Avg | System | HVAC System | 3+4NP ZONE SPLITTER OUTLET NODE 22 | System Node Mass Flow Rate | Hourly |  | kg/s
331 | 10940 | Avg | System | HVAC System | 3+4NP ZONE SPLITTER OUTLET NODE 22 | System Node Mass Flow Rate | Daily |  | kg/s
332 | 10941 | Avg | System | HVAC System | 3+4NP ZONE SPLITTER OUTLET NODE 22 | System Node Mass Flow Rate | Monthly |  | kg/s
333 | 10942 | Avg | System | HVAC System | 4NP:WC PTAC RETURN | System Node Temperature | Hourly |  | C
334 | 10943 | Avg | System | HVAC System | 4NP:WC PTAC RETURN | System Node Temperature | Daily |  | C
335 | 10944 | Avg | System | HVAC System | 4NP:WC PTAC RETURN | System Node Temperature | Monthly |  | C
336 | 10945 | Avg | System | HVAC System | 4NP:WC PTAC RETURN | System Node Mass Flow Rate | Hourly |  | kg/s
337 | 10946 | Avg | System | HVAC System | 4NP:WC PTAC RETURN | System Node Mass Flow Rate | Daily |  | kg/s
338 | 10947 | Avg | System | HVAC System | 4NP:WC PTAC RETURN | System Node Mass Flow Rate | Monthly |  | kg/s
339 | 10948 | Avg | System | HVAC System | 4NP:CORR PTAC SUPPLY INLET | System Node Temperature | Hourly |  | C
340 | 10949 | Avg | System | HVAC System | 4NP:CORR PTAC SUPPLY INLET | System Node Temperature | Daily |  | C
341 | 10950 | Avg | System | HVAC System | 4NP:CORR PTAC SUPPLY INLET | System Node Temperature | Monthly |  | C
342 | 10951 | Avg | System | HVAC System | 4NP:CORR PTAC SUPPLY INLET | System Node Mass Flow Rate | Hourly |  | kg/s
343 | 10952 | Avg | System | HVAC System | 4NP:CORR PTAC SUPPLY INLET | System Node Mass Flow Rate | Daily |  | kg/s
344 | 10953 | Avg | System | HVAC System | 4NP:CORR PTAC SUPPLY INLET | System Node Mass Flow Rate | Monthly |  | kg/s
345 | 10954 | Avg | System | HVAC System | 3+4NP ZONE SPLITTER OUTLET NODE 23 | System Node Temperature | Hourly |  | C
346 | 10955 | Avg | System | HVAC System | 3+4NP ZONE SPLITTER OUTLET NODE 23 | System Node Temperature | Daily |  | C
347 | 10956 | Avg | System | HVAC System | 3+4NP ZONE SPLITTER OUTLET NODE 23 | System Node Temperature | Monthly |  | C
348 | 10957 | Avg | System | HVAC System | 3+4NP ZONE SPLITTER OUTLET NODE 23 | System Node Mass Flow Rate | Hourly |  | kg/s
349 | 10958 | Avg | System | HVAC System | 3+4NP ZONE SPLITTER OUTLET NODE 23 | System Node Mass Flow Rate | Daily |  | kg/s
350 | 10959 | Avg | System | HVAC System | 3+4NP ZONE SPLITTER OUTLET NODE 23 | System Node Mass Flow Rate | Monthly |  | kg/s
351 | 10960 | Avg | System | HVAC System | 4NP:CORR PTAC RETURN | System Node Temperature | Hourly |  | C
352 | 10961 | Avg | System | HVAC System | 4NP:CORR PTAC RETURN | System Node Temperature | Daily |  | C
353 | 10962 | Avg | System | HVAC System | 4NP:CORR PTAC RETURN | System Node Temperature | Monthly |  | C
354 | 10963 | Avg | System | HVAC System | 4NP:CORR PTAC RETURN | System Node Mass Flow Rate | Hourly |  | kg/s
355 | 10964 | Avg | System | HVAC System | 4NP:CORR PTAC RETURN | System Node Mass Flow Rate | Daily |  | kg/s
356 | 10965 | Avg | System | HVAC System | 4NP:CORR PTAC RETURN | System Node Mass Flow Rate | Monthly |  | kg/s
357 | 10966 | Avg | System | HVAC System | 4NP:LOBBY PTAC SUPPLY INLET | System Node Temperature | Hourly |  | C
358 | 10967 | Avg | System | HVAC System | 4NP:LOBBY PTAC SUPPLY INLET | System Node Temperature | Daily |  | C
359 | 10968 | Avg | System | HVAC System | 4NP:LOBBY PTAC SUPPLY INLET | System Node Temperature | Monthly |  | C
360 | 10969 | Avg | System | HVAC System | 4NP:LOBBY PTAC SUPPLY INLET | System Node Mass Flow Rate | Hourly |  | kg/s
361 | 10970 | Avg | System | HVAC System | 4NP:LOBBY PTAC SUPPLY INLET | System Node Mass Flow Rate | Daily |  | kg/s
362 | 10971 | Avg | System | HVAC System | 4NP:LOBBY PTAC SUPPLY INLET | System Node Mass Flow Rate | Monthly |  | kg/s
363 | 10972 | Avg | System | HVAC System | 3+4NP ZONE SPLITTER OUTLET NODE 24 | System Node Temperature | Hourly |  | C
364 | 10973 | Avg | System | HVAC System | 3+4NP ZONE SPLITTER OUTLET NODE 24 | System Node Temperature | Daily |  | C
365 | 10974 | Avg | System | HVAC System | 3+4NP ZONE SPLITTER OUTLET NODE 24 | System Node Temperature | Monthly |  | C
366 | 10975 | Avg | System | HVAC System | 3+4NP ZONE SPLITTER OUTLET NODE 24 | System Node Mass Flow Rate | Hourly |  | kg/s
367 | 10976 | Avg | System | HVAC System | 3+4NP ZONE SPLITTER OUTLET NODE 24 | System Node Mass Flow Rate | Daily |  | kg/s
368 | 10977 | Avg | System | HVAC System | 3+4NP ZONE SPLITTER OUTLET NODE 24 | System Node Mass Flow Rate | Monthly |  | kg/s
369 | 10978 | Avg | System | HVAC System | 4NP:LOBBY PTAC RETURN | System Node Temperature | Hourly |  | C
370 | 10979 | Avg | System | HVAC System | 4NP:LOBBY PTAC RETURN | System Node Temperature | Daily |  | C
371 | 10980 | Avg | System | HVAC System | 4NP:LOBBY PTAC RETURN | System Node Temperature | Monthly |  | C
372 | 10981 | Avg | System | HVAC System | 4NP:LOBBY PTAC RETURN | System Node Mass Flow Rate | Hourly |  | kg/s
373 | 10982 | Avg | System | HVAC System | 4NP:LOBBY PTAC RETURN | System Node Mass Flow Rate | Daily |  | kg/s
374 | 10983 | Avg | System | HVAC System | 4NP:LOBBY PTAC RETURN | System Node Mass Flow Rate | Monthly |  | kg/s
375 | 10984 | Avg | System | HVAC System | 5NP:CORR1 PTAC SUPPLY INLET | System Node Temperature | Hourly |  | C
376 | 10985 | Avg | System | HVAC System | 5NP:CORR1 PTAC SUPPLY INLET | System Node Temperature | Daily |  | C
377 | 10986 | Avg | System | HVAC System | 5NP:CORR1 PTAC SUPPLY INLET | System Node Temperature | Monthly |  | C
378 | 10987 | Avg | System | HVAC System | 5NP:CORR1 PTAC SUPPLY INLET | System Node Mass Flow Rate | Hourly |  | kg/s
379 | 10988 | Avg | System | HVAC System | 5NP:CORR1 PTAC SUPPLY INLET | System Node Mass Flow Rate | Daily |  | kg/s
380 | 10989 | Avg | System | HVAC System | 5NP:CORR1 PTAC SUPPLY INLET | System Node Mass Flow Rate | Monthly |  | kg/s
381 | 10990 | Avg | System | HVAC System | 5NP ZONE SPLITTER OUTLET NODE 1 | System Node Temperature | Hourly |  | C
382 | 10991 | Avg | System | HVAC System | 5NP ZONE SPLITTER OUTLET NODE 1 | System Node Temperature | Daily |  | C
383 | 10992 | Avg | System | HVAC System | 5NP ZONE SPLITTER OUTLET NODE 1 | System Node Temperature | Monthly |  | C
384 | 10993 | Avg | System | HVAC System | 5NP ZONE SPLITTER OUTLET NODE 1 | System Node Mass Flow Rate | Hourly |  | kg/s
385 | 10994 | Avg | System | HVAC System | 5NP ZONE SPLITTER OUTLET NODE 1 | System Node Mass Flow Rate | Daily |  | kg/s
386 | 10995 | Avg | System | HVAC System | 5NP ZONE SPLITTER OUTLET NODE 1 | System Node Mass Flow Rate | Monthly |  | kg/s
387 | 10996 | Avg | System | HVAC System | 5NP:CORR1 PTAC RETURN | System Node Temperature | Hourly |  | C
388 | 10997 | Avg | System | HVAC System | 5NP:CORR1 PTAC RETURN | System Node Temperature | Daily |  | C
389 | 10998 | Avg | System | HVAC System | 5NP:CORR1 PTAC RETURN | System Node Temperature | Monthly |  | C
390 | 10999 | Avg | System | HVAC System | 5NP:CORR1 PTAC RETURN | System Node Mass Flow Rate | Hourly |  | kg/s
391 | 11000 | Avg | System | HVAC System | 5NP:CORR1 PTAC RETURN | System Node Mass Flow Rate | Daily |  | kg/s
392 | 11001 | Avg | System | HVAC System | 5NP:CORR1 PTAC RETURN | System Node Mass Flow Rate | Monthly |  | kg/s
393 | 11002 | Avg | System | HVAC System | 5NP:CORR2 PTAC SUPPLY INLET | System Node Temperature | Hourly |  | C
394 | 11003 | Avg | System | HVAC System | 5NP:CORR2 PTAC SUPPLY INLET | System Node Temperature | Daily |  | C
395 | 11004 | Avg | System | HVAC System | 5NP:CORR2 PTAC SUPPLY INLET | System Node Temperature | Monthly |  | C
396 | 11005 | Avg | System | HVAC System | 5NP:CORR2 PTAC SUPPLY INLET | System Node Mass Flow Rate | Hourly |  | kg/s
397 | 11006 | Avg | System | HVAC System | 5NP:CORR2 PTAC SUPPLY INLET | System Node Mass Flow Rate | Daily |  | kg/s
398 | 11007 | Avg | System | HVAC System | 5NP:CORR2 PTAC SUPPLY INLET | System Node Mass Flow Rate | Monthly |  | kg/s
399 | 11008 | Avg | System | HVAC System | 5NP ZONE SPLITTER OUTLET NODE 2 | System Node Temperature | Hourly |  | C
400 | 11009 | Avg | System | HVAC System | 5NP ZONE SPLITTER OUTLET NODE 2 | System Node Temperature | Daily |  | C
401 | 11010 | Avg | System | HVAC System | 5NP ZONE SPLITTER OUTLET NODE 2 | System Node Temperature | Monthly |  | C
402 | 11011 | Avg | System | HVAC System | 5NP ZONE SPLITTER OUTLET NODE 2 | System Node Mass Flow Rate | Hourly |  | kg/s
403 | 11012 | Avg | System | HVAC System | 5NP ZONE SPLITTER OUTLET NODE 2 | System Node Mass Flow Rate | Daily |  | kg/s
404 | 11013 | Avg | System | HVAC System | 5NP ZONE SPLITTER OUTLET NODE 2 | System Node Mass Flow Rate | Monthly |  | kg/s
405 | 11014 | Avg | System | HVAC System | 5NP:CORR2 PTAC RETURN | System Node Temperature | Hourly |  | C
406 | 11015 | Avg | System | HVAC System | 5NP:CORR2 PTAC RETURN | System Node Temperature | Daily |  | C
407 | 11016 | Avg | System | HVAC System | 5NP:CORR2 PTAC RETURN | System Node Temperature | Monthly |  | C
408 | 11017 | Avg | System | HVAC System | 5NP:CORR2 PTAC RETURN | System Node Mass Flow Rate | Hourly |  | kg/s
409 | 11018 | Avg | System | HVAC System | 5NP:CORR2 PTAC RETURN | System Node Mass Flow Rate | Daily |  | kg/s
410 | 11019 | Avg | System | HVAC System | 5NP:CORR2 PTAC RETURN | System Node Mass Flow Rate | Monthly |  | kg/s
411 | 11020 | Avg | System | HVAC System | 5NP:WC1 PTAC SUPPLY INLET | System Node Temperature | Hourly |  | C
412 | 11021 | Avg | System | HVAC System | 5NP:WC1 PTAC SUPPLY INLET | System Node Temperature | Daily |  | C
413 | 11022 | Avg | System | HVAC System | 5NP:WC1 PTAC SUPPLY INLET | System Node Temperature | Monthly |  | C
414 | 11023 | Avg | System | HVAC System | 5NP:WC1 PTAC SUPPLY INLET | System Node Mass Flow Rate | Hourly |  | kg/s
415 | 11024 | Avg | System | HVAC System | 5NP:WC1 PTAC SUPPLY INLET | System Node Mass Flow Rate | Daily |  | kg/s
416 | 11025 | Avg | System | HVAC System | 5NP:WC1 PTAC SUPPLY INLET | System Node Mass Flow Rate | Monthly |  | kg/s
417 | 11026 | Avg | System | HVAC System | 5NP ZONE SPLITTER OUTLET NODE 3 | System Node Temperature | Hourly |  | C
418 | 11027 | Avg | System | HVAC System | 5NP ZONE SPLITTER OUTLET NODE 3 | System Node Temperature | Daily |  | C
419 | 11028 | Avg | System | HVAC System | 5NP ZONE SPLITTER OUTLET NODE 3 | System Node Temperature | Monthly |  | C
420 | 11029 | Avg | System | HVAC System | 5NP ZONE SPLITTER OUTLET NODE 3 | System Node Mass Flow Rate | Hourly |  | kg/s
421 | 11030 | Avg | System | HVAC System | 5NP ZONE SPLITTER OUTLET NODE 3 | System Node Mass Flow Rate | Daily |  | kg/s
422 | 11031 | Avg | System | HVAC System | 5NP ZONE SPLITTER OUTLET NODE 3 | System Node Mass Flow Rate | Monthly |  | kg/s
423 | 11032 | Avg | System | HVAC System | 5NP:WC1 PTAC RETURN | System Node Temperature | Hourly |  | C
424 | 11033 | Avg | System | HVAC System | 5NP:WC1 PTAC RETURN | System Node Temperature | Daily |  | C
425 | 11034 | Avg | System | HVAC System | 5NP:WC1 PTAC RETURN | System Node Temperature | Monthly |  | C
426 | 11035 | Avg | System | HVAC System | 5NP:WC1 PTAC RETURN | System Node Mass Flow Rate | Hourly |  | kg/s
427 | 11036 | Avg | System | HVAC System | 5NP:WC1 PTAC RETURN | System Node Mass Flow Rate | Daily |  | kg/s
428 | 11037 | Avg | System | HVAC System | 5NP:WC1 PTAC RETURN | System Node Mass Flow Rate | Monthly |  | kg/s
429 | 11038 | Avg | System | HVAC System | 5NP:CORR3 PTAC SUPPLY INLET | System Node Temperature | Hourly |  | C
430 | 11039 | Avg | System | HVAC System | 5NP:CORR3 PTAC SUPPLY INLET | System Node Temperature | Daily |  | C
431 | 11040 | Avg | System | HVAC System | 5NP:CORR3 PTAC SUPPLY INLET | System Node Temperature | Monthly |  | C
432 | 11041 | Avg | System | HVAC System | 5NP:CORR3 PTAC SUPPLY INLET | System Node Mass Flow Rate | Hourly |  | kg/s
433 | 11042 | Avg | System | HVAC System | 5NP:CORR3 PTAC SUPPLY INLET | System Node Mass Flow Rate | Daily |  | kg/s
434 | 11043 | Avg | System | HVAC System | 5NP:CORR3 PTAC SUPPLY INLET | System Node Mass Flow Rate | Monthly |  | kg/s
435 | 11044 | Avg | System | HVAC System | 5NP ZONE SPLITTER OUTLET NODE 4 | System Node Temperature | Hourly |  | C
436 | 11045 | Avg | System | HVAC System | 5NP ZONE SPLITTER OUTLET NODE 4 | System Node Temperature | Daily |  | C
437 | 11046 | Avg | System | HVAC System | 5NP ZONE SPLITTER OUTLET NODE 4 | System Node Temperature | Monthly |  | C
438 | 11047 | Avg | System | HVAC System | 5NP ZONE SPLITTER OUTLET NODE 4 | System Node Mass Flow Rate | Hourly |  | kg/s
439 | 11048 | Avg | System | HVAC System | 5NP ZONE SPLITTER OUTLET NODE 4 | System Node Mass Flow Rate | Daily |  | kg/s
440 | 11049 | Avg | System | HVAC System | 5NP ZONE SPLITTER OUTLET NODE 4 | System Node Mass Flow Rate | Monthly |  | kg/s
441 | 11050 | Avg | System | HVAC System | 5NP:CORR3 PTAC RETURN | System Node Temperature | Hourly |  | C
442 | 11051 | Avg | System | HVAC System | 5NP:CORR3 PTAC RETURN | System Node Temperature | Daily |  | C
443 | 11052 | Avg | System | HVAC System | 5NP:CORR3 PTAC RETURN | System Node Temperature | Monthly |  | C
444 | 11053 | Avg | System | HVAC System | 5NP:CORR3 PTAC RETURN | System Node Mass Flow Rate | Hourly |  | kg/s
445 | 11054 | Avg | System | HVAC System | 5NP:CORR3 PTAC RETURN | System Node Mass Flow Rate | Daily |  | kg/s
446 | 11055 | Avg | System | HVAC System | 5NP:CORR3 PTAC RETURN | System Node Mass Flow Rate | Monthly |  | kg/s
447 | 11056 | Avg | System | HVAC System | 5NP:CORR4 PTAC SUPPLY INLET | System Node Temperature | Hourly |  | C
448 | 11057 | Avg | System | HVAC System | 5NP:CORR4 PTAC SUPPLY INLET | System Node Temperature | Daily |  | C
449 | 11058 | Avg | System | HVAC System | 5NP:CORR4 PTAC SUPPLY INLET | System Node Temperature | Monthly |  | C
450 | 11059 | Avg | System | HVAC System | 5NP:CORR4 PTAC SUPPLY INLET | System Node Mass Flow Rate | Hourly |  | kg/s
451 | 11060 | Avg | System | HVAC System | 5NP:CORR4 PTAC SUPPLY INLET | System Node Mass Flow Rate | Daily |  | kg/s
452 | 11061 | Avg | System | HVAC System | 5NP:CORR4 PTAC SUPPLY INLET | System Node Mass Flow Rate | Monthly |  | kg/s
453 | 11062 | Avg | System | HVAC System | 5NP ZONE SPLITTER OUTLET NODE 5 | System Node Temperature | Hourly |  | C
454 | 11063 | Avg | System | HVAC System | 5NP ZONE SPLITTER OUTLET NODE 5 | System Node Temperature | Daily |  | C
455 | 11064 | Avg | System | HVAC System | 5NP ZONE SPLITTER OUTLET NODE 5 | System Node Temperature | Monthly |  | C
456 | 11065 | Avg | System | HVAC System | 5NP ZONE SPLITTER OUTLET NODE 5 | System Node Mass Flow Rate | Hourly |  | kg/s
457 | 11066 | Avg | System | HVAC System | 5NP ZONE SPLITTER OUTLET NODE 5 | System Node Mass Flow Rate | Daily |  | kg/s
458 | 11067 | Avg | System | HVAC System | 5NP ZONE SPLITTER OUTLET NODE 5 | System Node Mass Flow Rate | Monthly |  | kg/s
459 | 11068 | Avg | System | HVAC System | 5NP:CORR4 PTAC RETURN | System Node Temperature | Hourly |  | C
460 | 11069 | Avg | System | HVAC System | 5NP:CORR4 PTAC RETURN | System Node Temperature | Daily |  | C
461 | 11070 | Avg | System | HVAC System | 5NP:CORR4 PTAC RETURN | System Node Temperature | Monthly |  | C
462 | 11071 | Avg | System | HVAC System | 5NP:CORR4 PTAC RETURN | System Node Mass Flow Rate | Hourly |  | kg/s
463 | 11072 | Avg | System | HVAC System | 5NP:CORR4 PTAC RETURN | System Node Mass Flow Rate | Daily |  | kg/s
464 | 11073 | Avg | System | HVAC System | 5NP:CORR4 PTAC RETURN | System Node Mass Flow Rate | Monthly |  | kg/s
465 | 11074 | Avg | System | HVAC System | 5NP:OFF1 PTAC SUPPLY INLET | System Node Temperature | Hourly |  | C
466 | 11075 | Avg | System | HVAC System | 5NP:OFF1 PTAC SUPPLY INLET | System Node Temperature | Daily |  | C
467 | 11076 | Avg | System | HVAC System | 5NP:OFF1 PTAC SUPPLY INLET | System Node Temperature | Monthly |  | C
468 | 11077 | Avg | System | HVAC System | 5NP:OFF1 PTAC SUPPLY INLET | System Node Mass Flow Rate | Hourly |  | kg/s
469 | 11078 | Avg | System | HVAC System | 5NP:OFF1 PTAC SUPPLY INLET | System Node Mass Flow Rate | Daily |  | kg/s
470 | 11079 | Avg | System | HVAC System | 5NP:OFF1 PTAC SUPPLY INLET | System Node Mass Flow Rate | Monthly |  | kg/s
471 | 11080 | Avg | System | HVAC System | 5NP ZONE SPLITTER OUTLET NODE 6 | System Node Temperature | Hourly |  | C
472 | 11081 | Avg | System | HVAC System | 5NP ZONE SPLITTER OUTLET NODE 6 | System Node Temperature | Daily |  | C
473 | 11082 | Avg | System | HVAC System | 5NP ZONE SPLITTER OUTLET NODE 6 | System Node Temperature | Monthly |  | C
474 | 11083 | Avg | System | HVAC System | 5NP ZONE SPLITTER OUTLET NODE 6 | System Node Mass Flow Rate | Hourly |  | kg/s
475 | 11084 | Avg | System | HVAC System | 5NP ZONE SPLITTER OUTLET NODE 6 | System Node Mass Flow Rate | Daily |  | kg/s
476 | 11085 | Avg | System | HVAC System | 5NP ZONE SPLITTER OUTLET NODE 6 | System Node Mass Flow Rate | Monthly |  | kg/s
477 | 11086 | Avg | System | HVAC System | 5NP:OFF1 PTAC RETURN | System Node Temperature | Hourly |  | C
478 | 11087 | Avg | System | HVAC System | 5NP:OFF1 PTAC RETURN | System Node Temperature | Daily |  | C
479 | 11088 | Avg | System | HVAC System | 5NP:OFF1 PTAC RETURN | System Node Temperature | Monthly |  | C
480 | 11089 | Avg | System | HVAC System | 5NP:OFF1 PTAC RETURN | System Node Mass Flow Rate | Hourly |  | kg/s
481 | 11090 | Avg | System | HVAC System | 5NP:OFF1 PTAC RETURN | System Node Mass Flow Rate | Daily |  | kg/s
482 | 11091 | Avg | System | HVAC System | 5NP:OFF1 PTAC RETURN | System Node Mass Flow Rate | Monthly |  | kg/s
483 | 11092 | Avg | System | HVAC System | 5NP:CORR5 PTAC SUPPLY INLET | System Node Temperature | Hourly |  | C
484 | 11093 | Avg | System | HVAC System | 5NP:CORR5 PTAC SUPPLY INLET | System Node Temperature | Daily |  | C
485 | 11094 | Avg | System | HVAC System | 5NP:CORR5 PTAC SUPPLY INLET | System Node Temperature | Monthly |  | C
486 | 11095 | Avg | System | HVAC System | 5NP:CORR5 PTAC SUPPLY INLET | System Node Mass Flow Rate | Hourly |  | kg/s
487 | 11096 | Avg | System | HVAC System | 5NP:CORR5 PTAC SUPPLY INLET | System Node Mass Flow Rate | Daily |  | kg/s
488 | 11097 | Avg | System | HVAC System | 5NP:CORR5 PTAC SUPPLY INLET | System Node Mass Flow Rate | Monthly |  | kg/s
489 | 11098 | Avg | System | HVAC System | 5NP ZONE SPLITTER OUTLET NODE 7 | System Node Temperature | Hourly |  | C
490 | 11099 | Avg | System | HVAC System | 5NP ZONE SPLITTER OUTLET NODE 7 | System Node Temperature | Daily |  | C
491 | 11100 | Avg | System | HVAC System | 5NP ZONE SPLITTER OUTLET NODE 7 | System Node Temperature | Monthly |  | C
492 | 11101 | Avg | System | HVAC System | 5NP ZONE SPLITTER OUTLET NODE 7 | System Node Mass Flow Rate | Hourly |  | kg/s
493 | 11102 | Avg | System | HVAC System | 5NP ZONE SPLITTER OUTLET NODE 7 | System Node Mass Flow Rate | Daily |  | kg/s
494 | 11103 | Avg | System | HVAC System | 5NP ZONE SPLITTER OUTLET NODE 7 | System Node Mass Flow Rate | Monthly |  | kg/s
495 | 11104 | Avg | System | HVAC System | 5NP:CORR5 PTAC RETURN | System Node Temperature | Hourly |  | C
496 | 11105 | Avg | System | HVAC System | 5NP:CORR5 PTAC RETURN | System Node Temperature | Daily |  | C
497 | 11106 | Avg | System | HVAC System | 5NP:CORR5 PTAC RETURN | System Node Temperature | Monthly |  | C
498 | 11107 | Avg | System | HVAC System | 5NP:CORR5 PTAC RETURN | System Node Mass Flow Rate | Hourly |  | kg/s
499 | 11108 | Avg | System | HVAC System | 5NP:CORR5 PTAC RETURN | System Node Mass Flow Rate | Daily |  | kg/s
500 | 11109 | Avg | System | HVAC System | 5NP:CORR5 PTAC RETURN | System Node Mass Flow Rate | Monthly |  | kg/s
501 | 11110 | Avg | System | HVAC System | 5NP:KITCH PTAC SUPPLY INLET | System Node Temperature | Hourly |  | C
502 | 11111 | Avg | System | HVAC System | 5NP:KITCH PTAC SUPPLY INLET | System Node Temperature | Daily |  | C
503 | 11112 | Avg | System | HVAC System | 5NP:KITCH PTAC SUPPLY INLET | System Node Temperature | Monthly |  | C
504 | 11113 | Avg | System | HVAC System | 5NP:KITCH PTAC SUPPLY INLET | System Node Mass Flow Rate | Hourly |  | kg/s
505 | 11114 | Avg | System | HVAC System | 5NP:KITCH PTAC SUPPLY INLET | System Node Mass Flow Rate | Daily |  | kg/s
506 | 11115 | Avg | System | HVAC System | 5NP:KITCH PTAC SUPPLY INLET | System Node Mass Flow Rate | Monthly |  | kg/s
507 | 11116 | Avg | System | HVAC System | 5NP ZONE SPLITTER OUTLET NODE 8 | System Node Temperature | Hourly |  | C
508 | 11117 | Avg | System | HVAC System | 5NP ZONE SPLITTER OUTLET NODE 8 | System Node Temperature | Daily |  | C
509 | 11118 | Avg | System | HVAC System | 5NP ZONE SPLITTER OUTLET NODE 8 | System Node Temperature | Monthly |  | C
510 | 11119 | Avg | System | HVAC System | 5NP ZONE SPLITTER OUTLET NODE 8 | System Node Mass Flow Rate | Hourly |  | kg/s
511 | 11120 | Avg | System | HVAC System | 5NP ZONE SPLITTER OUTLET NODE 8 | System Node Mass Flow Rate | Daily |  | kg/s
512 | 11121 | Avg | System | HVAC System | 5NP ZONE SPLITTER OUTLET NODE 8 | System Node Mass Flow Rate | Monthly |  | kg/s
513 | 11122 | Avg | System | HVAC System | 5NP:KITCH PTAC RETURN | System Node Temperature | Hourly |  | C
514 | 11123 | Avg | System | HVAC System | 5NP:KITCH PTAC RETURN | System Node Temperature | Daily |  | C
515 | 11124 | Avg | System | HVAC System | 5NP:KITCH PTAC RETURN | System Node Temperature | Monthly |  | C
516 | 11125 | Avg | System | HVAC System | 5NP:KITCH PTAC RETURN | System Node Mass Flow Rate | Hourly |  | kg/s
517 | 11126 | Avg | System | HVAC System | 5NP:KITCH PTAC RETURN | System Node Mass Flow Rate | Daily |  | kg/s
518 | 11127 | Avg | System | HVAC System | 5NP:KITCH PTAC RETURN | System Node Mass Flow Rate | Monthly |  | kg/s
519 | 11128 | Avg | System | HVAC System | 5NP:WC2 PTAC SUPPLY INLET | System Node Temperature | Hourly |  | C
520 | 11129 | Avg | System | HVAC System | 5NP:WC2 PTAC SUPPLY INLET | System Node Temperature | Daily |  | C
521 | 11130 | Avg | System | HVAC System | 5NP:WC2 PTAC SUPPLY INLET | System Node Temperature | Monthly |  | C
522 | 11131 | Avg | System | HVAC System | 5NP:WC2 PTAC SUPPLY INLET | System Node Mass Flow Rate | Hourly |  | kg/s
523 | 11132 | Avg | System | HVAC System | 5NP:WC2 PTAC SUPPLY INLET | System Node Mass Flow Rate | Daily |  | kg/s
524 | 11133 | Avg | System | HVAC System | 5NP:WC2 PTAC SUPPLY INLET | System Node Mass Flow Rate | Monthly |  | kg/s
525 | 11134 | Avg | System | HVAC System | 5NP ZONE SPLITTER OUTLET NODE 9 | System Node Temperature | Hourly |  | C
526 | 11135 | Avg | System | HVAC System | 5NP ZONE SPLITTER OUTLET NODE 9 | System Node Temperature | Daily |  | C
527 | 11136 | Avg | System | HVAC System | 5NP ZONE SPLITTER OUTLET NODE 9 | System Node Temperature | Monthly |  | C
528 | 11137 | Avg | System | HVAC System | 5NP ZONE SPLITTER OUTLET NODE 9 | System Node Mass Flow Rate | Hourly |  | kg/s
529 | 11138 | Avg | System | HVAC System | 5NP ZONE SPLITTER OUTLET NODE 9 | System Node Mass Flow Rate | Daily |  | kg/s
530 | 11139 | Avg | System | HVAC System | 5NP ZONE SPLITTER OUTLET NODE 9 | System Node Mass Flow Rate | Monthly |  | kg/s
531 | 11140 | Avg | System | HVAC System | 5NP:WC2 PTAC RETURN | System Node Temperature | Hourly |  | C
532 | 11141 | Avg | System | HVAC System | 5NP:WC2 PTAC RETURN | System Node Temperature | Daily |  | C
533 | 11142 | Avg | System | HVAC System | 5NP:WC2 PTAC RETURN | System Node Temperature | Monthly |  | C
534 | 11143 | Avg | System | HVAC System | 5NP:WC2 PTAC RETURN | System Node Mass Flow Rate | Hourly |  | kg/s
535 | 11144 | Avg | System | HVAC System | 5NP:WC2 PTAC RETURN | System Node Mass Flow Rate | Daily |  | kg/s
536 | 11145 | Avg | System | HVAC System | 5NP:WC2 PTAC RETURN | System Node Mass Flow Rate | Monthly |  | kg/s
537 | 11146 | Avg | System | HVAC System | 5NP:OFF2 PTAC SUPPLY INLET | System Node Temperature | Hourly |  | C
538 | 11147 | Avg | System | HVAC System | 5NP:OFF2 PTAC SUPPLY INLET | System Node Temperature | Daily |  | C
539 | 11148 | Avg | System | HVAC System | 5NP:OFF2 PTAC SUPPLY INLET | System Node Temperature | Monthly |  | C
540 | 11149 | Avg | System | HVAC System | 5NP:OFF2 PTAC SUPPLY INLET | System Node Mass Flow Rate | Hourly |  | kg/s
541 | 11150 | Avg | System | HVAC System | 5NP:OFF2 PTAC SUPPLY INLET | System Node Mass Flow Rate | Daily |  | kg/s
542 | 11151 | Avg | System | HVAC System | 5NP:OFF2 PTAC SUPPLY INLET | System Node Mass Flow Rate | Monthly |  | kg/s
543 | 11152 | Avg | System | HVAC System | 5NP ZONE SPLITTER OUTLET NODE 10 | System Node Temperature | Hourly |  | C
544 | 11153 | Avg | System | HVAC System | 5NP ZONE SPLITTER OUTLET NODE 10 | System Node Temperature | Daily |  | C
545 | 11154 | Avg | System | HVAC System | 5NP ZONE SPLITTER OUTLET NODE 10 | System Node Temperature | Monthly |  | C
546 | 11155 | Avg | System | HVAC System | 5NP ZONE SPLITTER OUTLET NODE 10 | System Node Mass Flow Rate | Hourly |  | kg/s
547 | 11156 | Avg | System | HVAC System | 5NP ZONE SPLITTER OUTLET NODE 10 | System Node Mass Flow Rate | Daily |  | kg/s
548 | 11157 | Avg | System | HVAC System | 5NP ZONE SPLITTER OUTLET NODE 10 | System Node Mass Flow Rate | Monthly |  | kg/s
549 | 11158 | Avg | System | HVAC System | 5NP:OFF2 PTAC RETURN | System Node Temperature | Hourly |  | C
550 | 11159 | Avg | System | HVAC System | 5NP:OFF2 PTAC RETURN | System Node Temperature | Daily |  | C
551 | 11160 | Avg | System | HVAC System | 5NP:OFF2 PTAC RETURN | System Node Temperature | Monthly |  | C
552 | 11161 | Avg | System | HVAC System | 5NP:OFF2 PTAC RETURN | System Node Mass Flow Rate | Hourly |  | kg/s
553 | 11162 | Avg | System | HVAC System | 5NP:OFF2 PTAC RETURN | System Node Mass Flow Rate | Daily |  | kg/s
554 | 11163 | Avg | System | HVAC System | 5NP:OFF2 PTAC RETURN | System Node Mass Flow Rate | Monthly |  | kg/s
555 | 11164 | Avg | System | HVAC System | 5NP:OFF3 PTAC SUPPLY INLET | System Node Temperature | Hourly |  | C
556 | 11165 | Avg | System | HVAC System | 5NP:OFF3 PTAC SUPPLY INLET | System Node Temperature | Daily |  | C
557 | 11166 | Avg | System | HVAC System | 5NP:OFF3 PTAC SUPPLY INLET | System Node Temperature | Monthly |  | C
558 | 11167 | Avg | System | HVAC System | 5NP:OFF3 PTAC SUPPLY INLET | System Node Mass Flow Rate | Hourly |  | kg/s
559 | 11168 | Avg | System | HVAC System | 5NP:OFF3 PTAC SUPPLY INLET | System Node Mass Flow Rate | Daily |  | kg/s
560 | 11169 | Avg | System | HVAC System | 5NP:OFF3 PTAC SUPPLY INLET | System Node Mass Flow Rate | Monthly |  | kg/s
561 | 11170 | Avg | System | HVAC System | 5NP ZONE SPLITTER OUTLET NODE 11 | System Node Temperature | Hourly |  | C
562 | 11171 | Avg | System | HVAC System | 5NP ZONE SPLITTER OUTLET NODE 11 | System Node Temperature | Daily |  | C
563 | 11172 | Avg | System | HVAC System | 5NP ZONE SPLITTER OUTLET NODE 11 | System Node Temperature | Monthly |  | C
564 | 11173 | Avg | System | HVAC System | 5NP ZONE SPLITTER OUTLET NODE 11 | System Node Mass Flow Rate | Hourly |  | kg/s
565 | 11174 | Avg | System | HVAC System | 5NP ZONE SPLITTER OUTLET NODE 11 | System Node Mass Flow Rate | Daily |  | kg/s
566 | 11175 | Avg | System | HVAC System | 5NP ZONE SPLITTER OUTLET NODE 11 | System Node Mass Flow Rate | Monthly |  | kg/s
567 | 11176 | Avg | System | HVAC System | 5NP:OFF3 PTAC RETURN | System Node Temperature | Hourly |  | C
568 | 11177 | Avg | System | HVAC System | 5NP:OFF3 PTAC RETURN | System Node Temperature | Daily |  | C
569 | 11178 | Avg | System | HVAC System | 5NP:OFF3 PTAC RETURN | System Node Temperature | Monthly |  | C
570 | 11179 | Avg | System | HVAC System | 5NP:OFF3 PTAC RETURN | System Node Mass Flow Rate | Hourly |  | kg/s
571 | 11180 | Avg | System | HVAC System | 5NP:OFF3 PTAC RETURN | System Node Mass Flow Rate | Daily |  | kg/s
572 | 11181 | Avg | System | HVAC System | 5NP:OFF3 PTAC RETURN | System Node Mass Flow Rate | Monthly |  | kg/s
573 | 11182 | Avg | System | HVAC System | 5NP:OFF4 PTAC SUPPLY INLET | System Node Temperature | Hourly |  | C
574 | 11183 | Avg | System | HVAC System | 5NP:OFF4 PTAC SUPPLY INLET | System Node Temperature | Daily |  | C
575 | 11184 | Avg | System | HVAC System | 5NP:OFF4 PTAC SUPPLY INLET | System Node Temperature | Monthly |  | C
576 | 11185 | Avg | System | HVAC System | 5NP:OFF4 PTAC SUPPLY INLET | System Node Mass Flow Rate | Hourly |  | kg/s
577 | 11186 | Avg | System | HVAC System | 5NP:OFF4 PTAC SUPPLY INLET | System Node Mass Flow Rate | Daily |  | kg/s
578 | 11187 | Avg | System | HVAC System | 5NP:OFF4 PTAC SUPPLY INLET | System Node Mass Flow Rate | Monthly |  | kg/s
579 | 11188 | Avg | System | HVAC System | 5NP ZONE SPLITTER OUTLET NODE 12 | System Node Temperature | Hourly |  | C
580 | 11189 | Avg | System | HVAC System | 5NP ZONE SPLITTER OUTLET NODE 12 | System Node Temperature | Daily |  | C
581 | 11190 | Avg | System | HVAC System | 5NP ZONE SPLITTER OUTLET NODE 12 | System Node Temperature | Monthly |  | C
582 | 11191 | Avg | System | HVAC System | 5NP ZONE SPLITTER OUTLET NODE 12 | System Node Mass Flow Rate | Hourly |  | kg/s
583 | 11192 | Avg | System | HVAC System | 5NP ZONE SPLITTER OUTLET NODE 12 | System Node Mass Flow Rate | Daily |  | kg/s
584 | 11193 | Avg | System | HVAC System | 5NP ZONE SPLITTER OUTLET NODE 12 | System Node Mass Flow Rate | Monthly |  | kg/s
585 | 11194 | Avg | System | HVAC System | 5NP:OFF4 PTAC RETURN | System Node Temperature | Hourly |  | C
586 | 11195 | Avg | System | HVAC System | 5NP:OFF4 PTAC RETURN | System Node Temperature | Daily |  | C
587 | 11196 | Avg | System | HVAC System | 5NP:OFF4 PTAC RETURN | System Node Temperature | Monthly |  | C
588 | 11197 | Avg | System | HVAC System | 5NP:OFF4 PTAC RETURN | System Node Mass Flow Rate | Hourly |  | kg/s
589 | 11198 | Avg | System | HVAC System | 5NP:OFF4 PTAC RETURN | System Node Mass Flow Rate | Daily |  | kg/s
590 | 11199 | Avg | System | HVAC System | 5NP:OFF4 PTAC RETURN | System Node Mass Flow Rate | Monthly |  | kg/s
591 | 11200 | Avg | System | HVAC System | 5NP:WC3 PTAC SUPPLY INLET | System Node Temperature | Hourly |  | C
592 | 11201 | Avg | System | HVAC System | 5NP:WC3 PTAC SUPPLY INLET | System Node Temperature | Daily |  | C
593 | 11202 | Avg | System | HVAC System | 5NP:WC3 PTAC SUPPLY INLET | System Node Temperature | Monthly |  | C
594 | 11203 | Avg | System | HVAC System | 5NP:WC3 PTAC SUPPLY INLET | System Node Mass Flow Rate | Hourly |  | kg/s
595 | 11204 | Avg | System | HVAC System | 5NP:WC3 PTAC SUPPLY INLET | System Node Mass Flow Rate | Daily |  | kg/s
596 | 11205 | Avg | System | HVAC System | 5NP:WC3 PTAC SUPPLY INLET | System Node Mass Flow Rate | Monthly |  | kg/s
597 | 11206 | Avg | System | HVAC System | 5NP ZONE SPLITTER OUTLET NODE 13 | System Node Temperature | Hourly |  | C
598 | 11207 | Avg | System | HVAC System | 5NP ZONE SPLITTER OUTLET NODE 13 | System Node Temperature | Daily |  | C
599 | 11208 | Avg | System | HVAC System | 5NP ZONE SPLITTER OUTLET NODE 13 | System Node Temperature | Monthly |  | C
600 | 11209 | Avg | System | HVAC System | 5NP ZONE SPLITTER OUTLET NODE 13 | System Node Mass Flow Rate | Hourly |  | kg/s
601 | 11210 | Avg | System | HVAC System | 5NP ZONE SPLITTER OUTLET NODE 13 | System Node Mass Flow Rate | Daily |  | kg/s
602 | 11211 | Avg | System | HVAC System | 5NP ZONE SPLITTER OUTLET NODE 13 | System Node Mass Flow Rate | Monthly |  | kg/s
603 | 11212 | Avg | System | HVAC System | 5NP:WC3 PTAC RETURN | System Node Temperature | Hourly |  | C
604 | 11213 | Avg | System | HVAC System | 5NP:WC3 PTAC RETURN | System Node Temperature | Daily |  | C
605 | 11214 | Avg | System | HVAC System | 5NP:WC3 PTAC RETURN | System Node Temperature | Monthly |  | C
606 | 11215 | Avg | System | HVAC System | 5NP:WC3 PTAC RETURN | System Node Mass Flow Rate | Hourly |  | kg/s
607 | 11216 | Avg | System | HVAC System | 5NP:WC3 PTAC RETURN | System Node Mass Flow Rate | Daily |  | kg/s
608 | 11217 | Avg | System | HVAC System | 5NP:WC3 PTAC RETURN | System Node Mass Flow Rate | Monthly |  | kg/s
609 | 11218 | Avg | System | HVAC System | 5NP:CORR6 PTAC SUPPLY INLET | System Node Temperature | Hourly |  | C
610 | 11219 | Avg | System | HVAC System | 5NP:CORR6 PTAC SUPPLY INLET | System Node Temperature | Daily |  | C
611 | 11220 | Avg | System | HVAC System | 5NP:CORR6 PTAC SUPPLY INLET | System Node Temperature | Monthly |  | C
612 | 11221 | Avg | System | HVAC System | 5NP:CORR6 PTAC SUPPLY INLET | System Node Mass Flow Rate | Hourly |  | kg/s
613 | 11222 | Avg | System | HVAC System | 5NP:CORR6 PTAC SUPPLY INLET | System Node Mass Flow Rate | Daily |  | kg/s
614 | 11223 | Avg | System | HVAC System | 5NP:CORR6 PTAC SUPPLY INLET | System Node Mass Flow Rate | Monthly |  | kg/s
615 | 11224 | Avg | System | HVAC System | 5NP ZONE SPLITTER OUTLET NODE 14 | System Node Temperature | Hourly |  | C
616 | 11225 | Avg | System | HVAC System | 5NP ZONE SPLITTER OUTLET NODE 14 | System Node Temperature | Daily |  | C
617 | 11226 | Avg | System | HVAC System | 5NP ZONE SPLITTER OUTLET NODE 14 | System Node Temperature | Monthly |  | C
618 | 11227 | Avg | System | HVAC System | 5NP ZONE SPLITTER OUTLET NODE 14 | System Node Mass Flow Rate | Hourly |  | kg/s
619 | 11228 | Avg | System | HVAC System | 5NP ZONE SPLITTER OUTLET NODE 14 | System Node Mass Flow Rate | Daily |  | kg/s
620 | 11229 | Avg | System | HVAC System | 5NP ZONE SPLITTER OUTLET NODE 14 | System Node Mass Flow Rate | Monthly |  | kg/s
621 | 11230 | Avg | System | HVAC System | 5NP:CORR6 PTAC RETURN | System Node Temperature | Hourly |  | C
622 | 11231 | Avg | System | HVAC System | 5NP:CORR6 PTAC RETURN | System Node Temperature | Daily |  | C
623 | 11232 | Avg | System | HVAC System | 5NP:CORR6 PTAC RETURN | System Node Temperature | Monthly |  | C
624 | 11233 | Avg | System | HVAC System | 5NP:CORR6 PTAC RETURN | System Node Mass Flow Rate | Hourly |  | kg/s
625 | 11234 | Avg | System | HVAC System | 5NP:CORR6 PTAC RETURN | System Node Mass Flow Rate | Daily |  | kg/s
626 | 11235 | Avg | System | HVAC System | 5NP:CORR6 PTAC RETURN | System Node Mass Flow Rate | Monthly |  | kg/s
627 | 11236 | Avg | System | HVAC System | 5NP:OFFICE PTAC SUPPLY INLET | System Node Temperature | Hourly |  | C
628 | 11237 | Avg | System | HVAC System | 5NP:OFFICE PTAC SUPPLY INLET | System Node Temperature | Daily |  | C
629 | 11238 | Avg | System | HVAC System | 5NP:OFFICE PTAC SUPPLY INLET | System Node Temperature | Monthly |  | C
630 | 11239 | Avg | System | HVAC System | 5NP:OFFICE PTAC SUPPLY INLET | System Node Mass Flow Rate | Hourly |  | kg/s
631 | 11240 | Avg | System | HVAC System | 5NP:OFFICE PTAC SUPPLY INLET | System Node Mass Flow Rate | Daily |  | kg/s
632 | 11241 | Avg | System | HVAC System | 5NP:OFFICE PTAC SUPPLY INLET | System Node Mass Flow Rate | Monthly |  | kg/s
633 | 11242 | Avg | System | HVAC System | 5NP ZONE SPLITTER OUTLET NODE 15 | System Node Temperature | Hourly |  | C
634 | 11243 | Avg | System | HVAC System | 5NP ZONE SPLITTER OUTLET NODE 15 | System Node Temperature | Daily |  | C
635 | 11244 | Avg | System | HVAC System | 5NP ZONE SPLITTER OUTLET NODE 15 | System Node Temperature | Monthly |  | C
636 | 11245 | Avg | System | HVAC System | 5NP ZONE SPLITTER OUTLET NODE 15 | System Node Mass Flow Rate | Hourly |  | kg/s
637 | 11246 | Avg | System | HVAC System | 5NP ZONE SPLITTER OUTLET NODE 15 | System Node Mass Flow Rate | Daily |  | kg/s
638 | 11247 | Avg | System | HVAC System | 5NP ZONE SPLITTER OUTLET NODE 15 | System Node Mass Flow Rate | Monthly |  | kg/s
639 | 11248 | Avg | System | HVAC System | 5NP:OFFICE PTAC RETURN | System Node Temperature | Hourly |  | C
640 | 11249 | Avg | System | HVAC System | 5NP:OFFICE PTAC RETURN | System Node Temperature | Daily |  | C
641 | 11250 | Avg | System | HVAC System | 5NP:OFFICE PTAC RETURN | System Node Temperature | Monthly |  | C
642 | 11251 | Avg | System | HVAC System | 5NP:OFFICE PTAC RETURN | System Node Mass Flow Rate | Hourly |  | kg/s
643 | 11252 | Avg | System | HVAC System | 5NP:OFFICE PTAC RETURN | System Node Mass Flow Rate | Daily |  | kg/s
644 | 11253 | Avg | System | HVAC System | 5NP:OFFICE PTAC RETURN | System Node Mass Flow Rate | Monthly |  | kg/s
645 | 11254 | Avg | System | HVAC System | 5NP:OFF8 PTAC SUPPLY INLET | System Node Temperature | Hourly |  | C
646 | 11255 | Avg | System | HVAC System | 5NP:OFF8 PTAC SUPPLY INLET | System Node Temperature | Daily |  | C
647 | 11256 | Avg | System | HVAC System | 5NP:OFF8 PTAC SUPPLY INLET | System Node Temperature | Monthly |  | C
648 | 11257 | Avg | System | HVAC System | 5NP:OFF8 PTAC SUPPLY INLET | System Node Mass Flow Rate | Hourly |  | kg/s
649 | 11258 | Avg | System | HVAC System | 5NP:OFF8 PTAC SUPPLY INLET | System Node Mass Flow Rate | Daily |  | kg/s
650 | 11259 | Avg | System | HVAC System | 5NP:OFF8 PTAC SUPPLY INLET | System Node Mass Flow Rate | Monthly |  | kg/s
651 | 11260 | Avg | System | HVAC System | 5NP ZONE SPLITTER OUTLET NODE 16 | System Node Temperature | Hourly |  | C
652 | 11261 | Avg | System | HVAC System | 5NP ZONE SPLITTER OUTLET NODE 16 | System Node Temperature | Daily |  | C
653 | 11262 | Avg | System | HVAC System | 5NP ZONE SPLITTER OUTLET NODE 16 | System Node Temperature | Monthly |  | C
654 | 11263 | Avg | System | HVAC System | 5NP ZONE SPLITTER OUTLET NODE 16 | System Node Mass Flow Rate | Hourly |  | kg/s
655 | 11264 | Avg | System | HVAC System | 5NP ZONE SPLITTER OUTLET NODE 16 | System Node Mass Flow Rate | Daily |  | kg/s
656 | 11265 | Avg | System | HVAC System | 5NP ZONE SPLITTER OUTLET NODE 16 | System Node Mass Flow Rate | Monthly |  | kg/s
657 | 11266 | Avg | System | HVAC System | 5NP:OFF8 PTAC RETURN | System Node Temperature | Hourly |  | C
658 | 11267 | Avg | System | HVAC System | 5NP:OFF8 PTAC RETURN | System Node Temperature | Daily |  | C
659 | 11268 | Avg | System | HVAC System | 5NP:OFF8 PTAC RETURN | System Node Temperature | Monthly |  | C
660 | 11269 | Avg | System | HVAC System | 5NP:OFF8 PTAC RETURN | System Node Mass Flow Rate | Hourly |  | kg/s
661 | 11270 | Avg | System | HVAC System | 5NP:OFF8 PTAC RETURN | System Node Mass Flow Rate | Daily |  | kg/s
662 | 11271 | Avg | System | HVAC System | 5NP:OFF8 PTAC RETURN | System Node Mass Flow Rate | Monthly |  | kg/s
663 | 11272 | Avg | System | HVAC System | 5NP:WC PTAC SUPPLY INLET | System Node Temperature | Hourly |  | C
664 | 11273 | Avg | System | HVAC System | 5NP:WC PTAC SUPPLY INLET | System Node Temperature | Daily |  | C
665 | 11274 | Avg | System | HVAC System | 5NP:WC PTAC SUPPLY INLET | System Node Temperature | Monthly |  | C
666 | 11275 | Avg | System | HVAC System | 5NP:WC PTAC SUPPLY INLET | System Node Mass Flow Rate | Hourly |  | kg/s
667 | 11276 | Avg | System | HVAC System | 5NP:WC PTAC SUPPLY INLET | System Node Mass Flow Rate | Daily |  | kg/s
668 | 11277 | Avg | System | HVAC System | 5NP:WC PTAC SUPPLY INLET | System Node Mass Flow Rate | Monthly |  | kg/s
669 | 11278 | Avg | System | HVAC System | 5NP ZONE SPLITTER OUTLET NODE 17 | System Node Temperature | Hourly |  | C
670 | 11279 | Avg | System | HVAC System | 5NP ZONE SPLITTER OUTLET NODE 17 | System Node Temperature | Daily |  | C
671 | 11280 | Avg | System | HVAC System | 5NP ZONE SPLITTER OUTLET NODE 17 | System Node Temperature | Monthly |  | C
672 | 11281 | Avg | System | HVAC System | 5NP ZONE SPLITTER OUTLET NODE 17 | System Node Mass Flow Rate | Hourly |  | kg/s
673 | 11282 | Avg | System | HVAC System | 5NP ZONE SPLITTER OUTLET NODE 17 | System Node Mass Flow Rate | Daily |  | kg/s
674 | 11283 | Avg | System | HVAC System | 5NP ZONE SPLITTER OUTLET NODE 17 | System Node Mass Flow Rate | Monthly |  | kg/s
675 | 11284 | Avg | System | HVAC System | 5NP:WC PTAC RETURN | System Node Temperature | Hourly |  | C
676 | 11285 | Avg | System | HVAC System | 5NP:WC PTAC RETURN | System Node Temperature | Daily |  | C
677 | 11286 | Avg | System | HVAC System | 5NP:WC PTAC RETURN | System Node Temperature | Monthly |  | C
678 | 11287 | Avg | System | HVAC System | 5NP:WC PTAC RETURN | System Node Mass Flow Rate | Hourly |  | kg/s
679 | 11288 | Avg | System | HVAC System | 5NP:WC PTAC RETURN | System Node Mass Flow Rate | Daily |  | kg/s
680 | 11289 | Avg | System | HVAC System | 5NP:WC PTAC RETURN | System Node Mass Flow Rate | Monthly |  | kg/s
681 | 11290 | Avg | System | HVAC System | 5NP:CORR PTAC SUPPLY INLET | System Node Temperature | Hourly |  | C
682 | 11291 | Avg | System | HVAC System | 5NP:CORR PTAC SUPPLY INLET | System Node Temperature | Daily |  | C
683 | 11292 | Avg | System | HVAC System | 5NP:CORR PTAC SUPPLY INLET | System Node Temperature | Monthly |  | C
684 | 11293 | Avg | System | HVAC System | 5NP:CORR PTAC SUPPLY INLET | System Node Mass Flow Rate | Hourly |  | kg/s
685 | 11294 | Avg | System | HVAC System | 5NP:CORR PTAC SUPPLY INLET | System Node Mass Flow Rate | Daily |  | kg/s
686 | 11295 | Avg | System | HVAC System | 5NP:CORR PTAC SUPPLY INLET | System Node Mass Flow Rate | Monthly |  | kg/s
687 | 11296 | Avg | System | HVAC System | 5NP ZONE SPLITTER OUTLET NODE 18 | System Node Temperature | Hourly |  | C
688 | 11297 | Avg | System | HVAC System | 5NP ZONE SPLITTER OUTLET NODE 18 | System Node Temperature | Daily |  | C
689 | 11298 | Avg | System | HVAC System | 5NP ZONE SPLITTER OUTLET NODE 18 | System Node Temperature | Monthly |  | C
690 | 11299 | Avg | System | HVAC System | 5NP ZONE SPLITTER OUTLET NODE 18 | System Node Mass Flow Rate | Hourly |  | kg/s
691 | 11300 | Avg | System | HVAC System | 5NP ZONE SPLITTER OUTLET NODE 18 | System Node Mass Flow Rate | Daily |  | kg/s
692 | 11301 | Avg | System | HVAC System | 5NP ZONE SPLITTER OUTLET NODE 18 | System Node Mass Flow Rate | Monthly |  | kg/s
693 | 11302 | Avg | System | HVAC System | 5NP:CORR PTAC RETURN | System Node Temperature | Hourly |  | C
694 | 11303 | Avg | System | HVAC System | 5NP:CORR PTAC RETURN | System Node Temperature | Daily |  | C
695 | 11304 | Avg | System | HVAC System | 5NP:CORR PTAC RETURN | System Node Temperature | Monthly |  | C
696 | 11305 | Avg | System | HVAC System | 5NP:CORR PTAC RETURN | System Node Mass Flow Rate | Hourly |  | kg/s
697 | 11306 | Avg | System | HVAC System | 5NP:CORR PTAC RETURN | System Node Mass Flow Rate | Daily |  | kg/s
698 | 11307 | Avg | System | HVAC System | 5NP:CORR PTAC RETURN | System Node Mass Flow Rate | Monthly |  | kg/s
699 | 11308 | Avg | System | HVAC System | 5NP:OFFICETYPE2 PTAC SUPPLY INLET | System Node Temperature | Hourly |  | C
700 | 11309 | Avg | System | HVAC System | 5NP:OFFICETYPE2 PTAC SUPPLY INLET | System Node Temperature | Daily |  | C
701 | 11310 | Avg | System | HVAC System | 5NP:OFFICETYPE2 PTAC SUPPLY INLET | System Node Temperature | Monthly |  | C
702 | 11311 | Avg | System | HVAC System | 5NP:OFFICETYPE2 PTAC SUPPLY INLET | System Node Mass Flow Rate | Hourly |  | kg/s
703 | 11312 | Avg | System | HVAC System | 5NP:OFFICETYPE2 PTAC SUPPLY INLET | System Node Mass Flow Rate | Daily |  | kg/s
704 | 11313 | Avg | System | HVAC System | 5NP:OFFICETYPE2 PTAC SUPPLY INLET | System Node Mass Flow Rate | Monthly |  | kg/s
705 | 11314 | Avg | System | HVAC System | 5NP ZONE SPLITTER OUTLET NODE 19 | System Node Temperature | Hourly |  | C
706 | 11315 | Avg | System | HVAC System | 5NP ZONE SPLITTER OUTLET NODE 19 | System Node Temperature | Daily |  | C
707 | 11316 | Avg | System | HVAC System | 5NP ZONE SPLITTER OUTLET NODE 19 | System Node Temperature | Monthly |  | C
708 | 11317 | Avg | System | HVAC System | 5NP ZONE SPLITTER OUTLET NODE 19 | System Node Mass Flow Rate | Hourly |  | kg/s
709 | 11318 | Avg | System | HVAC System | 5NP ZONE SPLITTER OUTLET NODE 19 | System Node Mass Flow Rate | Daily |  | kg/s
710 | 11319 | Avg | System | HVAC System | 5NP ZONE SPLITTER OUTLET NODE 19 | System Node Mass Flow Rate | Monthly |  | kg/s
711 | 11320 | Avg | System | HVAC System | 5NP:OFFICETYPE2 PTAC RETURN | System Node Temperature | Hourly |  | C
712 | 11321 | Avg | System | HVAC System | 5NP:OFFICETYPE2 PTAC RETURN | System Node Temperature | Daily |  | C
713 | 11322 | Avg | System | HVAC System | 5NP:OFFICETYPE2 PTAC RETURN | System Node Temperature | Monthly |  | C
714 | 11323 | Avg | System | HVAC System | 5NP:OFFICETYPE2 PTAC RETURN | System Node Mass Flow Rate | Hourly |  | kg/s
715 | 11324 | Avg | System | HVAC System | 5NP:OFFICETYPE2 PTAC RETURN | System Node Mass Flow Rate | Daily |  | kg/s
716 | 11325 | Avg | System | HVAC System | 5NP:OFFICETYPE2 PTAC RETURN | System Node Mass Flow Rate | Monthly |  | kg/s
717 | 11326 | Avg | System | HVAC System | 5NP:OFF7 PTAC SUPPLY INLET | System Node Temperature | Hourly |  | C
718 | 11327 | Avg | System | HVAC System | 5NP:OFF7 PTAC SUPPLY INLET | System Node Temperature | Daily |  | C
719 | 11328 | Avg | System | HVAC System | 5NP:OFF7 PTAC SUPPLY INLET | System Node Temperature | Monthly |  | C
720 | 11329 | Avg | System | HVAC System | 5NP:OFF7 PTAC SUPPLY INLET | System Node Mass Flow Rate | Hourly |  | kg/s
721 | 11330 | Avg | System | HVAC System | 5NP:OFF7 PTAC SUPPLY INLET | System Node Mass Flow Rate | Daily |  | kg/s
722 | 11331 | Avg | System | HVAC System | 5NP:OFF7 PTAC SUPPLY INLET | System Node Mass Flow Rate | Monthly |  | kg/s
723 | 11332 | Avg | System | HVAC System | 5NP ZONE SPLITTER OUTLET NODE 20 | System Node Temperature | Hourly |  | C
724 | 11333 | Avg | System | HVAC System | 5NP ZONE SPLITTER OUTLET NODE 20 | System Node Temperature | Daily |  | C
725 | 11334 | Avg | System | HVAC System | 5NP ZONE SPLITTER OUTLET NODE 20 | System Node Temperature | Monthly |  | C
726 | 11335 | Avg | System | HVAC System | 5NP ZONE SPLITTER OUTLET NODE 20 | System Node Mass Flow Rate | Hourly |  | kg/s
727 | 11336 | Avg | System | HVAC System | 5NP ZONE SPLITTER OUTLET NODE 20 | System Node Mass Flow Rate | Daily |  | kg/s
728 | 11337 | Avg | System | HVAC System | 5NP ZONE SPLITTER OUTLET NODE 20 | System Node Mass Flow Rate | Monthly |  | kg/s
729 | 11338 | Avg | System | HVAC System | 5NP:OFF7 PTAC RETURN | System Node Temperature | Hourly |  | C
730 | 11339 | Avg | System | HVAC System | 5NP:OFF7 PTAC RETURN | System Node Temperature | Daily |  | C
731 | 11340 | Avg | System | HVAC System | 5NP:OFF7 PTAC RETURN | System Node Temperature | Monthly |  | C
732 | 11341 | Avg | System | HVAC System | 5NP:OFF7 PTAC RETURN | System Node Mass Flow Rate | Hourly |  | kg/s
733 | 11342 | Avg | System | HVAC System | 5NP:OFF7 PTAC RETURN | System Node Mass Flow Rate | Daily |  | kg/s
734 | 11343 | Avg | System | HVAC System | 5NP:OFF7 PTAC RETURN | System Node Mass Flow Rate | Monthly |  | kg/s
735 | 11344 | Avg | System | HVAC System | 5NP:OFF5 PTAC SUPPLY INLET | System Node Temperature | Hourly |  | C
736 | 11345 | Avg | System | HVAC System | 5NP:OFF5 PTAC SUPPLY INLET | System Node Temperature | Daily |  | C
737 | 11346 | Avg | System | HVAC System | 5NP:OFF5 PTAC SUPPLY INLET | System Node Temperature | Monthly |  | C
738 | 11347 | Avg | System | HVAC System | 5NP:OFF5 PTAC SUPPLY INLET | System Node Mass Flow Rate | Hourly |  | kg/s
739 | 11348 | Avg | System | HVAC System | 5NP:OFF5 PTAC SUPPLY INLET | System Node Mass Flow Rate | Daily |  | kg/s
740 | 11349 | Avg | System | HVAC System | 5NP:OFF5 PTAC SUPPLY INLET | System Node Mass Flow Rate | Monthly |  | kg/s
741 | 11350 | Avg | System | HVAC System | 5NP ZONE SPLITTER OUTLET NODE 21 | System Node Temperature | Hourly |  | C
742 | 11351 | Avg | System | HVAC System | 5NP ZONE SPLITTER OUTLET NODE 21 | System Node Temperature | Daily |  | C
743 | 11352 | Avg | System | HVAC System | 5NP ZONE SPLITTER OUTLET NODE 21 | System Node Temperature | Monthly |  | C
744 | 11353 | Avg | System | HVAC System | 5NP ZONE SPLITTER OUTLET NODE 21 | System Node Mass Flow Rate | Hourly |  | kg/s
745 | 11354 | Avg | System | HVAC System | 5NP ZONE SPLITTER OUTLET NODE 21 | System Node Mass Flow Rate | Daily |  | kg/s
746 | 11355 | Avg | System | HVAC System | 5NP ZONE SPLITTER OUTLET NODE 21 | System Node Mass Flow Rate | Monthly |  | kg/s
747 | 11356 | Avg | System | HVAC System | 5NP:OFF5 PTAC RETURN | System Node Temperature | Hourly |  | C
748 | 11357 | Avg | System | HVAC System | 5NP:OFF5 PTAC RETURN | System Node Temperature | Daily |  | C
749 | 11358 | Avg | System | HVAC System | 5NP:OFF5 PTAC RETURN | System Node Temperature | Monthly |  | C
750 | 11359 | Avg | System | HVAC System | 5NP:OFF5 PTAC RETURN | System Node Mass Flow Rate | Hourly |  | kg/s
751 | 11360 | Avg | System | HVAC System | 5NP:OFF5 PTAC RETURN | System Node Mass Flow Rate | Daily |  | kg/s
752 | 11361 | Avg | System | HVAC System | 5NP:OFF5 PTAC RETURN | System Node Mass Flow Rate | Monthly |  | kg/s
753 | 11362 | Avg | System | HVAC System | 5NP:OFF9 PTAC SUPPLY INLET | System Node Temperature | Hourly |  | C
754 | 11363 | Avg | System | HVAC System | 5NP:OFF9 PTAC SUPPLY INLET | System Node Temperature | Daily |  | C
755 | 11364 | Avg | System | HVAC System | 5NP:OFF9 PTAC SUPPLY INLET | System Node Temperature | Monthly |  | C
756 | 11365 | Avg | System | HVAC System | 5NP:OFF9 PTAC SUPPLY INLET | System Node Mass Flow Rate | Hourly |  | kg/s
757 | 11366 | Avg | System | HVAC System | 5NP:OFF9 PTAC SUPPLY INLET | System Node Mass Flow Rate | Daily |  | kg/s
758 | 11367 | Avg | System | HVAC System | 5NP:OFF9 PTAC SUPPLY INLET | System Node Mass Flow Rate | Monthly |  | kg/s
759 | 11368 | Avg | System | HVAC System | 5NP ZONE SPLITTER OUTLET NODE 22 | System Node Temperature | Hourly |  | C
760 | 11369 | Avg | System | HVAC System | 5NP ZONE SPLITTER OUTLET NODE 22 | System Node Temperature | Daily |  | C
761 | 11370 | Avg | System | HVAC System | 5NP ZONE SPLITTER OUTLET NODE 22 | System Node Temperature | Monthly |  | C
762 | 11371 | Avg | System | HVAC System | 5NP ZONE SPLITTER OUTLET NODE 22 | System Node Mass Flow Rate | Hourly |  | kg/s
763 | 11372 | Avg | System | HVAC System | 5NP ZONE SPLITTER OUTLET NODE 22 | System Node Mass Flow Rate | Daily |  | kg/s
764 | 11373 | Avg | System | HVAC System | 5NP ZONE SPLITTER OUTLET NODE 22 | System Node Mass Flow Rate | Monthly |  | kg/s
765 | 11374 | Avg | System | HVAC System | 5NP:OFF9 PTAC RETURN | System Node Temperature | Hourly |  | C
766 | 11375 | Avg | System | HVAC System | 5NP:OFF9 PTAC RETURN | System Node Temperature | Daily |  | C
767 | 11376 | Avg | System | HVAC System | 5NP:OFF9 PTAC RETURN | System Node Temperature | Monthly |  | C
768 | 11377 | Avg | System | HVAC System | 5NP:OFF9 PTAC RETURN | System Node Mass Flow Rate | Hourly |  | kg/s
769 | 11378 | Avg | System | HVAC System | 5NP:OFF9 PTAC RETURN | System Node Mass Flow Rate | Daily |  | kg/s
770 | 11379 | Avg | System | HVAC System | 5NP:OFF9 PTAC RETURN | System Node Mass Flow Rate | Monthly |  | kg/s
771 | 11380 | Avg | System | HVAC System | 5NP:LOBBY PTAC SUPPLY INLET | System Node Temperature | Hourly |  | C
772 | 11381 | Avg | System | HVAC System | 5NP:LOBBY PTAC SUPPLY INLET | System Node Temperature | Daily |  | C
773 | 11382 | Avg | System | HVAC System | 5NP:LOBBY PTAC SUPPLY INLET | System Node Temperature | Monthly |  | C
774 | 11383 | Avg | System | HVAC System | 5NP:LOBBY PTAC SUPPLY INLET | System Node Mass Flow Rate | Hourly |  | kg/s
775 | 11384 | Avg | System | HVAC System | 5NP:LOBBY PTAC SUPPLY INLET | System Node Mass Flow Rate | Daily |  | kg/s
776 | 11385 | Avg | System | HVAC System | 5NP:LOBBY PTAC SUPPLY INLET | System Node Mass Flow Rate | Monthly |  | kg/s
777 | 11386 | Avg | System | HVAC System | 5NP ZONE SPLITTER OUTLET NODE 23 | System Node Temperature | Hourly |  | C
778 | 11387 | Avg | System | HVAC System | 5NP ZONE SPLITTER OUTLET NODE 23 | System Node Temperature | Daily |  | C
779 | 11388 | Avg | System | HVAC System | 5NP ZONE SPLITTER OUTLET NODE 23 | System Node Temperature | Monthly |  | C
780 | 11389 | Avg | System | HVAC System | 5NP ZONE SPLITTER OUTLET NODE 23 | System Node Mass Flow Rate | Hourly |  | kg/s
781 | 11390 | Avg | System | HVAC System | 5NP ZONE SPLITTER OUTLET NODE 23 | System Node Mass Flow Rate | Daily |  | kg/s
782 | 11391 | Avg | System | HVAC System | 5NP ZONE SPLITTER OUTLET NODE 23 | System Node Mass Flow Rate | Monthly |  | kg/s
783 | 11392 | Avg | System | HVAC System | 5NP:LOBBY PTAC RETURN | System Node Temperature | Hourly |  | C
784 | 11393 | Avg | System | HVAC System | 5NP:LOBBY PTAC RETURN | System Node Temperature | Daily |  | C
785 | 11394 | Avg | System | HVAC System | 5NP:LOBBY PTAC RETURN | System Node Temperature | Monthly |  | C
786 | 11395 | Avg | System | HVAC System | 5NP:LOBBY PTAC RETURN | System Node Mass Flow Rate | Hourly |  | kg/s
787 | 11396 | Avg | System | HVAC System | 5NP:LOBBY PTAC RETURN | System Node Mass Flow Rate | Daily |  | kg/s
788 | 11397 | Avg | System | HVAC System | 5NP:LOBBY PTAC RETURN | System Node Mass Flow Rate | Monthly |  | kg/s
789 | 11398 | Avg | System | HVAC System | 5NP:OFF PTAC SUPPLY INLET | System Node Temperature | Hourly |  | C
790 | 11399 | Avg | System | HVAC System | 5NP:OFF PTAC SUPPLY INLET | System Node Temperature | Daily |  | C
791 | 11400 | Avg | System | HVAC System | 5NP:OFF PTAC SUPPLY INLET | System Node Temperature | Monthly |  | C
792 | 11401 | Avg | System | HVAC System | 5NP:OFF PTAC SUPPLY INLET | System Node Mass Flow Rate | Hourly |  | kg/s
793 | 11402 | Avg | System | HVAC System | 5NP:OFF PTAC SUPPLY INLET | System Node Mass Flow Rate | Daily |  | kg/s
794 | 11403 | Avg | System | HVAC System | 5NP:OFF PTAC SUPPLY INLET | System Node Mass Flow Rate | Monthly |  | kg/s
795 | 11404 | Avg | System | HVAC System | 5NP ZONE SPLITTER OUTLET NODE 24 | System Node Temperature | Hourly |  | C
796 | 11405 | Avg | System | HVAC System | 5NP ZONE SPLITTER OUTLET NODE 24 | System Node Temperature | Daily |  | C
797 | 11406 | Avg | System | HVAC System | 5NP ZONE SPLITTER OUTLET NODE 24 | System Node Temperature | Monthly |  | C
798 | 11407 | Avg | System | HVAC System | 5NP ZONE SPLITTER OUTLET NODE 24 | System Node Mass Flow Rate | Hourly |  | kg/s
799 | 11408 | Avg | System | HVAC System | 5NP ZONE SPLITTER OUTLET NODE 24 | System Node Mass Flow Rate | Daily |  | kg/s
800 | 11409 | Avg | System | HVAC System | 5NP ZONE SPLITTER OUTLET NODE 24 | System Node Mass Flow Rate | Monthly |  | kg/s
801 | 11410 | Avg | System | HVAC System | 5NP:OFF PTAC RETURN | System Node Temperature | Hourly |  | C
802 | 11411 | Avg | System | HVAC System | 5NP:OFF PTAC RETURN | System Node Temperature | Daily |  | C
803 | 11412 | Avg | System | HVAC System | 5NP:OFF PTAC RETURN | System Node Temperature | Monthly |  | C
804 | 11413 | Avg | System | HVAC System | 5NP:OFF PTAC RETURN | System Node Mass Flow Rate | Hourly |  | kg/s
805 | 11414 | Avg | System | HVAC System | 5NP:OFF PTAC RETURN | System Node Mass Flow Rate | Daily |  | kg/s
806 | 11415 | Avg | System | HVAC System | 5NP:OFF PTAC RETURN | System Node Mass Flow Rate | Monthly |  | kg/s
807 | 11416 | Avg | System | HVAC System | 6NP:OFF1 PTAC SUPPLY INLET | System Node Temperature | Hourly |  | C
808 | 11417 | Avg | System | HVAC System | 6NP:OFF1 PTAC SUPPLY INLET | System Node Temperature | Daily |  | C
809 | 11418 | Avg | System | HVAC System | 6NP:OFF1 PTAC SUPPLY INLET | System Node Temperature | Monthly |  | C
810 | 11419 | Avg | System | HVAC System | 6NP:OFF1 PTAC SUPPLY INLET | System Node Mass Flow Rate | Hourly |  | kg/s
811 | 11420 | Avg | System | HVAC System | 6NP:OFF1 PTAC SUPPLY INLET | System Node Mass Flow Rate | Daily |  | kg/s
812 | 11421 | Avg | System | HVAC System | 6NP:OFF1 PTAC SUPPLY INLET | System Node Mass Flow Rate | Monthly |  | kg/s
813 | 11422 | Avg | System | HVAC System | 6NP ZONE SPLITTER OUTLET NODE 1 | System Node Temperature | Hourly |  | C
814 | 11423 | Avg | System | HVAC System | 6NP ZONE SPLITTER OUTLET NODE 1 | System Node Temperature | Daily |  | C
815 | 11424 | Avg | System | HVAC System | 6NP ZONE SPLITTER OUTLET NODE 1 | System Node Temperature | Monthly |  | C
816 | 11425 | Avg | System | HVAC System | 6NP ZONE SPLITTER OUTLET NODE 1 | System Node Mass Flow Rate | Hourly |  | kg/s
817 | 11426 | Avg | System | HVAC System | 6NP ZONE SPLITTER OUTLET NODE 1 | System Node Mass Flow Rate | Daily |  | kg/s
818 | 11427 | Avg | System | HVAC System | 6NP ZONE SPLITTER OUTLET NODE 1 | System Node Mass Flow Rate | Monthly |  | kg/s
819 | 11428 | Avg | System | HVAC System | 6NP:OFF1 PTAC RETURN | System Node Temperature | Hourly |  | C
820 | 11429 | Avg | System | HVAC System | 6NP:OFF1 PTAC RETURN | System Node Temperature | Daily |  | C
821 | 11430 | Avg | System | HVAC System | 6NP:OFF1 PTAC RETURN | System Node Temperature | Monthly |  | C
822 | 11431 | Avg | System | HVAC System | 6NP:OFF1 PTAC RETURN | System Node Mass Flow Rate | Hourly |  | kg/s
823 | 11432 | Avg | System | HVAC System | 6NP:OFF1 PTAC RETURN | System Node Mass Flow Rate | Daily |  | kg/s
824 | 11433 | Avg | System | HVAC System | 6NP:OFF1 PTAC RETURN | System Node Mass Flow Rate | Monthly |  | kg/s
825 | 11434 | Avg | System | HVAC System | 6NP:CORR1 PTAC SUPPLY INLET | System Node Temperature | Hourly |  | C
826 | 11435 | Avg | System | HVAC System | 6NP:CORR1 PTAC SUPPLY INLET | System Node Temperature | Daily |  | C
827 | 11436 | Avg | System | HVAC System | 6NP:CORR1 PTAC SUPPLY INLET | System Node Temperature | Monthly |  | C
828 | 11437 | Avg | System | HVAC System | 6NP:CORR1 PTAC SUPPLY INLET | System Node Mass Flow Rate | Hourly |  | kg/s
829 | 11438 | Avg | System | HVAC System | 6NP:CORR1 PTAC SUPPLY INLET | System Node Mass Flow Rate | Daily |  | kg/s
830 | 11439 | Avg | System | HVAC System | 6NP:CORR1 PTAC SUPPLY INLET | System Node Mass Flow Rate | Monthly |  | kg/s
831 | 11440 | Avg | System | HVAC System | 6NP ZONE SPLITTER OUTLET NODE 2 | System Node Temperature | Hourly |  | C
832 | 11441 | Avg | System | HVAC System | 6NP ZONE SPLITTER OUTLET NODE 2 | System Node Temperature | Daily |  | C
833 | 11442 | Avg | System | HVAC System | 6NP ZONE SPLITTER OUTLET NODE 2 | System Node Temperature | Monthly |  | C
834 | 11443 | Avg | System | HVAC System | 6NP ZONE SPLITTER OUTLET NODE 2 | System Node Mass Flow Rate | Hourly |  | kg/s
835 | 11444 | Avg | System | HVAC System | 6NP ZONE SPLITTER OUTLET NODE 2 | System Node Mass Flow Rate | Daily |  | kg/s
836 | 11445 | Avg | System | HVAC System | 6NP ZONE SPLITTER OUTLET NODE 2 | System Node Mass Flow Rate | Monthly |  | kg/s
837 | 11446 | Avg | System | HVAC System | 6NP:CORR1 PTAC RETURN | System Node Temperature | Hourly |  | C
838 | 11447 | Avg | System | HVAC System | 6NP:CORR1 PTAC RETURN | System Node Temperature | Daily |  | C
839 | 11448 | Avg | System | HVAC System | 6NP:CORR1 PTAC RETURN | System Node Temperature | Monthly |  | C
840 | 11449 | Avg | System | HVAC System | 6NP:CORR1 PTAC RETURN | System Node Mass Flow Rate | Hourly |  | kg/s
841 | 11450 | Avg | System | HVAC System | 6NP:CORR1 PTAC RETURN | System Node Mass Flow Rate | Daily |  | kg/s
842 | 11451 | Avg | System | HVAC System | 6NP:CORR1 PTAC RETURN | System Node Mass Flow Rate | Monthly |  | kg/s
843 | 11452 | Avg | System | HVAC System | 6NP:OFF2 PTAC SUPPLY INLET | System Node Temperature | Hourly |  | C
844 | 11453 | Avg | System | HVAC System | 6NP:OFF2 PTAC SUPPLY INLET | System Node Temperature | Daily |  | C
845 | 11454 | Avg | System | HVAC System | 6NP:OFF2 PTAC SUPPLY INLET | System Node Temperature | Monthly |  | C
846 | 11455 | Avg | System | HVAC System | 6NP:OFF2 PTAC SUPPLY INLET | System Node Mass Flow Rate | Hourly |  | kg/s
847 | 11456 | Avg | System | HVAC System | 6NP:OFF2 PTAC SUPPLY INLET | System Node Mass Flow Rate | Daily |  | kg/s
848 | 11457 | Avg | System | HVAC System | 6NP:OFF2 PTAC SUPPLY INLET | System Node Mass Flow Rate | Monthly |  | kg/s
849 | 11458 | Avg | System | HVAC System | 6NP ZONE SPLITTER OUTLET NODE 3 | System Node Temperature | Hourly |  | C
850 | 11459 | Avg | System | HVAC System | 6NP ZONE SPLITTER OUTLET NODE 3 | System Node Temperature | Daily |  | C
851 | 11460 | Avg | System | HVAC System | 6NP ZONE SPLITTER OUTLET NODE 3 | System Node Temperature | Monthly |  | C
852 | 11461 | Avg | System | HVAC System | 6NP ZONE SPLITTER OUTLET NODE 3 | System Node Mass Flow Rate | Hourly |  | kg/s
853 | 11462 | Avg | System | HVAC System | 6NP ZONE SPLITTER OUTLET NODE 3 | System Node Mass Flow Rate | Daily |  | kg/s
854 | 11463 | Avg | System | HVAC System | 6NP ZONE SPLITTER OUTLET NODE 3 | System Node Mass Flow Rate | Monthly |  | kg/s
855 | 11464 | Avg | System | HVAC System | 6NP:OFF2 PTAC RETURN | System Node Temperature | Hourly |  | C
856 | 11465 | Avg | System | HVAC System | 6NP:OFF2 PTAC RETURN | System Node Temperature | Daily |  | C
857 | 11466 | Avg | System | HVAC System | 6NP:OFF2 PTAC RETURN | System Node Temperature | Monthly |  | C
858 | 11467 | Avg | System | HVAC System | 6NP:OFF2 PTAC RETURN | System Node Mass Flow Rate | Hourly |  | kg/s
859 | 11468 | Avg | System | HVAC System | 6NP:OFF2 PTAC RETURN | System Node Mass Flow Rate | Daily |  | kg/s
860 | 11469 | Avg | System | HVAC System | 6NP:OFF2 PTAC RETURN | System Node Mass Flow Rate | Monthly |  | kg/s
861 | 11470 | Avg | System | HVAC System | 6NP:OFF3 PTAC SUPPLY INLET | System Node Temperature | Hourly |  | C
862 | 11471 | Avg | System | HVAC System | 6NP:OFF3 PTAC SUPPLY INLET | System Node Temperature | Daily |  | C
863 | 11472 | Avg | System | HVAC System | 6NP:OFF3 PTAC SUPPLY INLET | System Node Temperature | Monthly |  | C
864 | 11473 | Avg | System | HVAC System | 6NP:OFF3 PTAC SUPPLY INLET | System Node Mass Flow Rate | Hourly |  | kg/s
865 | 11474 | Avg | System | HVAC System | 6NP:OFF3 PTAC SUPPLY INLET | System Node Mass Flow Rate | Daily |  | kg/s
866 | 11475 | Avg | System | HVAC System | 6NP:OFF3 PTAC SUPPLY INLET | System Node Mass Flow Rate | Monthly |  | kg/s
867 | 11476 | Avg | System | HVAC System | 6NP ZONE SPLITTER OUTLET NODE 4 | System Node Temperature | Hourly |  | C
868 | 11477 | Avg | System | HVAC System | 6NP ZONE SPLITTER OUTLET NODE 4 | System Node Temperature | Daily |  | C
869 | 11478 | Avg | System | HVAC System | 6NP ZONE SPLITTER OUTLET NODE 4 | System Node Temperature | Monthly |  | C
870 | 11479 | Avg | System | HVAC System | 6NP ZONE SPLITTER OUTLET NODE 4 | System Node Mass Flow Rate | Hourly |  | kg/s
871 | 11480 | Avg | System | HVAC System | 6NP ZONE SPLITTER OUTLET NODE 4 | System Node Mass Flow Rate | Daily |  | kg/s
872 | 11481 | Avg | System | HVAC System | 6NP ZONE SPLITTER OUTLET NODE 4 | System Node Mass Flow Rate | Monthly |  | kg/s
873 | 11482 | Avg | System | HVAC System | 6NP:OFF3 PTAC RETURN | System Node Temperature | Hourly |  | C
874 | 11483 | Avg | System | HVAC System | 6NP:OFF3 PTAC RETURN | System Node Temperature | Daily |  | C
875 | 11484 | Avg | System | HVAC System | 6NP:OFF3 PTAC RETURN | System Node Temperature | Monthly |  | C
876 | 11485 | Avg | System | HVAC System | 6NP:OFF3 PTAC RETURN | System Node Mass Flow Rate | Hourly |  | kg/s
877 | 11486 | Avg | System | HVAC System | 6NP:OFF3 PTAC RETURN | System Node Mass Flow Rate | Daily |  | kg/s
878 | 11487 | Avg | System | HVAC System | 6NP:OFF3 PTAC RETURN | System Node Mass Flow Rate | Monthly |  | kg/s
879 | 11488 | Avg | System | HVAC System | 6NP:OFF4 PTAC SUPPLY INLET | System Node Temperature | Hourly |  | C
880 | 11489 | Avg | System | HVAC System | 6NP:OFF4 PTAC SUPPLY INLET | System Node Temperature | Daily |  | C
881 | 11490 | Avg | System | HVAC System | 6NP:OFF4 PTAC SUPPLY INLET | System Node Temperature | Monthly |  | C
882 | 11491 | Avg | System | HVAC System | 6NP:OFF4 PTAC SUPPLY INLET | System Node Mass Flow Rate | Hourly |  | kg/s
883 | 11492 | Avg | System | HVAC System | 6NP:OFF4 PTAC SUPPLY INLET | System Node Mass Flow Rate | Daily |  | kg/s
884 | 11493 | Avg | System | HVAC System | 6NP:OFF4 PTAC SUPPLY INLET | System Node Mass Flow Rate | Monthly |  | kg/s
885 | 11494 | Avg | System | HVAC System | 6NP ZONE SPLITTER OUTLET NODE 5 | System Node Temperature | Hourly |  | C
886 | 11495 | Avg | System | HVAC System | 6NP ZONE SPLITTER OUTLET NODE 5 | System Node Temperature | Daily |  | C
887 | 11496 | Avg | System | HVAC System | 6NP ZONE SPLITTER OUTLET NODE 5 | System Node Temperature | Monthly |  | C
888 | 11497 | Avg | System | HVAC System | 6NP ZONE SPLITTER OUTLET NODE 5 | System Node Mass Flow Rate | Hourly |  | kg/s
889 | 11498 | Avg | System | HVAC System | 6NP ZONE SPLITTER OUTLET NODE 5 | System Node Mass Flow Rate | Daily |  | kg/s
890 | 11499 | Avg | System | HVAC System | 6NP ZONE SPLITTER OUTLET NODE 5 | System Node Mass Flow Rate | Monthly |  | kg/s
891 | 11500 | Avg | System | HVAC System | 6NP:OFF4 PTAC RETURN | System Node Temperature | Hourly |  | C
892 | 11501 | Avg | System | HVAC System | 6NP:OFF4 PTAC RETURN | System Node Temperature | Daily |  | C
893 | 11502 | Avg | System | HVAC System | 6NP:OFF4 PTAC RETURN | System Node Temperature | Monthly |  | C
894 | 11503 | Avg | System | HVAC System | 6NP:OFF4 PTAC RETURN | System Node Mass Flow Rate | Hourly |  | kg/s
895 | 11504 | Avg | System | HVAC System | 6NP:OFF4 PTAC RETURN | System Node Mass Flow Rate | Daily |  | kg/s
896 | 11505 | Avg | System | HVAC System | 6NP:OFF4 PTAC RETURN | System Node Mass Flow Rate | Monthly |  | kg/s
897 | 11506 | Avg | System | HVAC System | 6NP:LOBBY PTAC SUPPLY INLET | System Node Temperature | Hourly |  | C
898 | 11507 | Avg | System | HVAC System | 6NP:LOBBY PTAC SUPPLY INLET | System Node Temperature | Daily |  | C
899 | 11508 | Avg | System | HVAC System | 6NP:LOBBY PTAC SUPPLY INLET | System Node Temperature | Monthly |  | C
900 | 11509 | Avg | System | HVAC System | 6NP:LOBBY PTAC SUPPLY INLET | System Node Mass Flow Rate | Hourly |  | kg/s
901 | 11510 | Avg | System | HVAC System | 6NP:LOBBY PTAC SUPPLY INLET | System Node Mass Flow Rate | Daily |  | kg/s
902 | 11511 | Avg | System | HVAC System | 6NP:LOBBY PTAC SUPPLY INLET | System Node Mass Flow Rate | Monthly |  | kg/s
903 | 11512 | Avg | System | HVAC System | 6NP ZONE SPLITTER OUTLET NODE 6 | System Node Temperature | Hourly |  | C
904 | 11513 | Avg | System | HVAC System | 6NP ZONE SPLITTER OUTLET NODE 6 | System Node Temperature | Daily |  | C
905 | 11514 | Avg | System | HVAC System | 6NP ZONE SPLITTER OUTLET NODE 6 | System Node Temperature | Monthly |  | C
906 | 11515 | Avg | System | HVAC System | 6NP ZONE SPLITTER OUTLET NODE 6 | System Node Mass Flow Rate | Hourly |  | kg/s
907 | 11516 | Avg | System | HVAC System | 6NP ZONE SPLITTER OUTLET NODE 6 | System Node Mass Flow Rate | Daily |  | kg/s
908 | 11517 | Avg | System | HVAC System | 6NP ZONE SPLITTER OUTLET NODE 6 | System Node Mass Flow Rate | Monthly |  | kg/s
909 | 11518 | Avg | System | HVAC System | 6NP:LOBBY PTAC RETURN | System Node Temperature | Hourly |  | C
910 | 11519 | Avg | System | HVAC System | 6NP:LOBBY PTAC RETURN | System Node Temperature | Daily |  | C
911 | 11520 | Avg | System | HVAC System | 6NP:LOBBY PTAC RETURN | System Node Temperature | Monthly |  | C
912 | 11521 | Avg | System | HVAC System | 6NP:LOBBY PTAC RETURN | System Node Mass Flow Rate | Hourly |  | kg/s
913 | 11522 | Avg | System | HVAC System | 6NP:LOBBY PTAC RETURN | System Node Mass Flow Rate | Daily |  | kg/s
914 | 11523 | Avg | System | HVAC System | 6NP:LOBBY PTAC RETURN | System Node Mass Flow Rate | Monthly |  | kg/s
915 | 11524 | Avg | System | HVAC System | 6NP:OFF5 PTAC SUPPLY INLET | System Node Temperature | Hourly |  | C
916 | 11525 | Avg | System | HVAC System | 6NP:OFF5 PTAC SUPPLY INLET | System Node Temperature | Daily |  | C
917 | 11526 | Avg | System | HVAC System | 6NP:OFF5 PTAC SUPPLY INLET | System Node Temperature | Monthly |  | C
918 | 11527 | Avg | System | HVAC System | 6NP:OFF5 PTAC SUPPLY INLET | System Node Mass Flow Rate | Hourly |  | kg/s
919 | 11528 | Avg | System | HVAC System | 6NP:OFF5 PTAC SUPPLY INLET | System Node Mass Flow Rate | Daily |  | kg/s
920 | 11529 | Avg | System | HVAC System | 6NP:OFF5 PTAC SUPPLY INLET | System Node Mass Flow Rate | Monthly |  | kg/s
921 | 11530 | Avg | System | HVAC System | 6NP ZONE SPLITTER OUTLET NODE 7 | System Node Temperature | Hourly |  | C
922 | 11531 | Avg | System | HVAC System | 6NP ZONE SPLITTER OUTLET NODE 7 | System Node Temperature | Daily |  | C
923 | 11532 | Avg | System | HVAC System | 6NP ZONE SPLITTER OUTLET NODE 7 | System Node Temperature | Monthly |  | C
924 | 11533 | Avg | System | HVAC System | 6NP ZONE SPLITTER OUTLET NODE 7 | System Node Mass Flow Rate | Hourly |  | kg/s
925 | 11534 | Avg | System | HVAC System | 6NP ZONE SPLITTER OUTLET NODE 7 | System Node Mass Flow Rate | Daily |  | kg/s
926 | 11535 | Avg | System | HVAC System | 6NP ZONE SPLITTER OUTLET NODE 7 | System Node Mass Flow Rate | Monthly |  | kg/s
927 | 11536 | Avg | System | HVAC System | 6NP:OFF5 PTAC RETURN | System Node Temperature | Hourly |  | C
928 | 11537 | Avg | System | HVAC System | 6NP:OFF5 PTAC RETURN | System Node Temperature | Daily |  | C
929 | 11538 | Avg | System | HVAC System | 6NP:OFF5 PTAC RETURN | System Node Temperature | Monthly |  | C
930 | 11539 | Avg | System | HVAC System | 6NP:OFF5 PTAC RETURN | System Node Mass Flow Rate | Hourly |  | kg/s
931 | 11540 | Avg | System | HVAC System | 6NP:OFF5 PTAC RETURN | System Node Mass Flow Rate | Daily |  | kg/s
932 | 11541 | Avg | System | HVAC System | 6NP:OFF5 PTAC RETURN | System Node Mass Flow Rate | Monthly |  | kg/s
933 | 11542 | Avg | System | HVAC System | 6NP:CORR2 PTAC SUPPLY INLET | System Node Temperature | Hourly |  | C
934 | 11543 | Avg | System | HVAC System | 6NP:CORR2 PTAC SUPPLY INLET | System Node Temperature | Daily |  | C
935 | 11544 | Avg | System | HVAC System | 6NP:CORR2 PTAC SUPPLY INLET | System Node Temperature | Monthly |  | C
936 | 11545 | Avg | System | HVAC System | 6NP:CORR2 PTAC SUPPLY INLET | System Node Mass Flow Rate | Hourly |  | kg/s
937 | 11546 | Avg | System | HVAC System | 6NP:CORR2 PTAC SUPPLY INLET | System Node Mass Flow Rate | Daily |  | kg/s
938 | 11547 | Avg | System | HVAC System | 6NP:CORR2 PTAC SUPPLY INLET | System Node Mass Flow Rate | Monthly |  | kg/s
939 | 11548 | Avg | System | HVAC System | 6NP ZONE SPLITTER OUTLET NODE 8 | System Node Temperature | Hourly |  | C
940 | 11549 | Avg | System | HVAC System | 6NP ZONE SPLITTER OUTLET NODE 8 | System Node Temperature | Daily |  | C
941 | 11550 | Avg | System | HVAC System | 6NP ZONE SPLITTER OUTLET NODE 8 | System Node Temperature | Monthly |  | C
942 | 11551 | Avg | System | HVAC System | 6NP ZONE SPLITTER OUTLET NODE 8 | System Node Mass Flow Rate | Hourly |  | kg/s
943 | 11552 | Avg | System | HVAC System | 6NP ZONE SPLITTER OUTLET NODE 8 | System Node Mass Flow Rate | Daily |  | kg/s
944 | 11553 | Avg | System | HVAC System | 6NP ZONE SPLITTER OUTLET NODE 8 | System Node Mass Flow Rate | Monthly |  | kg/s
945 | 11554 | Avg | System | HVAC System | 6NP:CORR2 PTAC RETURN | System Node Temperature | Hourly |  | C
946 | 11555 | Avg | System | HVAC System | 6NP:CORR2 PTAC RETURN | System Node Temperature | Daily |  | C
947 | 11556 | Avg | System | HVAC System | 6NP:CORR2 PTAC RETURN | System Node Temperature | Monthly |  | C
948 | 11557 | Avg | System | HVAC System | 6NP:CORR2 PTAC RETURN | System Node Mass Flow Rate | Hourly |  | kg/s
949 | 11558 | Avg | System | HVAC System | 6NP:CORR2 PTAC RETURN | System Node Mass Flow Rate | Daily |  | kg/s
950 | 11559 | Avg | System | HVAC System | 6NP:CORR2 PTAC RETURN | System Node Mass Flow Rate | Monthly |  | kg/s
951 | 11560 | Avg | System | HVAC System | 6NP:CORR3 PTAC SUPPLY INLET | System Node Temperature | Hourly |  | C
952 | 11561 | Avg | System | HVAC System | 6NP:CORR3 PTAC SUPPLY INLET | System Node Temperature | Daily |  | C
953 | 11562 | Avg | System | HVAC System | 6NP:CORR3 PTAC SUPPLY INLET | System Node Temperature | Monthly |  | C
954 | 11563 | Avg | System | HVAC System | 6NP:CORR3 PTAC SUPPLY INLET | System Node Mass Flow Rate | Hourly |  | kg/s
955 | 11564 | Avg | System | HVAC System | 6NP:CORR3 PTAC SUPPLY INLET | System Node Mass Flow Rate | Daily |  | kg/s
956 | 11565 | Avg | System | HVAC System | 6NP:CORR3 PTAC SUPPLY INLET | System Node Mass Flow Rate | Monthly |  | kg/s
957 | 11566 | Avg | System | HVAC System | 6NP ZONE SPLITTER OUTLET NODE 9 | System Node Temperature | Hourly |  | C
958 | 11567 | Avg | System | HVAC System | 6NP ZONE SPLITTER OUTLET NODE 9 | System Node Temperature | Daily |  | C
959 | 11568 | Avg | System | HVAC System | 6NP ZONE SPLITTER OUTLET NODE 9 | System Node Temperature | Monthly |  | C
960 | 11569 | Avg | System | HVAC System | 6NP ZONE SPLITTER OUTLET NODE 9 | System Node Mass Flow Rate | Hourly |  | kg/s
961 | 11570 | Avg | System | HVAC System | 6NP ZONE SPLITTER OUTLET NODE 9 | System Node Mass Flow Rate | Daily |  | kg/s
962 | 11571 | Avg | System | HVAC System | 6NP ZONE SPLITTER OUTLET NODE 9 | System Node Mass Flow Rate | Monthly |  | kg/s
963 | 11572 | Avg | System | HVAC System | 6NP:CORR3 PTAC RETURN | System Node Temperature | Hourly |  | C
964 | 11573 | Avg | System | HVAC System | 6NP:CORR3 PTAC RETURN | System Node Temperature | Daily |  | C
965 | 11574 | Avg | System | HVAC System | 6NP:CORR3 PTAC RETURN | System Node Temperature | Monthly |  | C
966 | 11575 | Avg | System | HVAC System | 6NP:CORR3 PTAC RETURN | System Node Mass Flow Rate | Hourly |  | kg/s
967 | 11576 | Avg | System | HVAC System | 6NP:CORR3 PTAC RETURN | System Node Mass Flow Rate | Daily |  | kg/s
968 | 11577 | Avg | System | HVAC System | 6NP:CORR3 PTAC RETURN | System Node Mass Flow Rate | Monthly |  | kg/s
969 | 11578 | Avg | System | HVAC System | 6NP:CORR4 PTAC SUPPLY INLET | System Node Temperature | Hourly |  | C
970 | 11579 | Avg | System | HVAC System | 6NP:CORR4 PTAC SUPPLY INLET | System Node Temperature | Daily |  | C
971 | 11580 | Avg | System | HVAC System | 6NP:CORR4 PTAC SUPPLY INLET | System Node Temperature | Monthly |  | C
972 | 11581 | Avg | System | HVAC System | 6NP:CORR4 PTAC SUPPLY INLET | System Node Mass Flow Rate | Hourly |  | kg/s
973 | 11582 | Avg | System | HVAC System | 6NP:CORR4 PTAC SUPPLY INLET | System Node Mass Flow Rate | Daily |  | kg/s
974 | 11583 | Avg | System | HVAC System | 6NP:CORR4 PTAC SUPPLY INLET | System Node Mass Flow Rate | Monthly |  | kg/s
975 | 11584 | Avg | System | HVAC System | 6NP ZONE SPLITTER OUTLET NODE 10 | System Node Temperature | Hourly |  | C
976 | 11585 | Avg | System | HVAC System | 6NP ZONE SPLITTER OUTLET NODE 10 | System Node Temperature | Daily |  | C
977 | 11586 | Avg | System | HVAC System | 6NP ZONE SPLITTER OUTLET NODE 10 | System Node Temperature | Monthly |  | C
978 | 11587 | Avg | System | HVAC System | 6NP ZONE SPLITTER OUTLET NODE 10 | System Node Mass Flow Rate | Hourly |  | kg/s
979 | 11588 | Avg | System | HVAC System | 6NP ZONE SPLITTER OUTLET NODE 10 | System Node Mass Flow Rate | Daily |  | kg/s
980 | 11589 | Avg | System | HVAC System | 6NP ZONE SPLITTER OUTLET NODE 10 | System Node Mass Flow Rate | Monthly |  | kg/s
981 | 11590 | Avg | System | HVAC System | 6NP:CORR4 PTAC RETURN | System Node Temperature | Hourly |  | C
982 | 11591 | Avg | System | HVAC System | 6NP:CORR4 PTAC RETURN | System Node Temperature | Daily |  | C
983 | 11592 | Avg | System | HVAC System | 6NP:CORR4 PTAC RETURN | System Node Temperature | Monthly |  | C
984 | 11593 | Avg | System | HVAC System | 6NP:CORR4 PTAC RETURN | System Node Mass Flow Rate | Hourly |  | kg/s
985 | 11594 | Avg | System | HVAC System | 6NP:CORR4 PTAC RETURN | System Node Mass Flow Rate | Daily |  | kg/s
986 | 11595 | Avg | System | HVAC System | 6NP:CORR4 PTAC RETURN | System Node Mass Flow Rate | Monthly |  | kg/s
987 | 11596 | Avg | System | HVAC System | 6NP:CORR5 PTAC SUPPLY INLET | System Node Temperature | Hourly |  | C
988 | 11597 | Avg | System | HVAC System | 6NP:CORR5 PTAC SUPPLY INLET | System Node Temperature | Daily |  | C
989 | 11598 | Avg | System | HVAC System | 6NP:CORR5 PTAC SUPPLY INLET | System Node Temperature | Monthly |  | C
990 | 11599 | Avg | System | HVAC System | 6NP:CORR5 PTAC SUPPLY INLET | System Node Mass Flow Rate | Hourly |  | kg/s
991 | 11600 | Avg | System | HVAC System | 6NP:CORR5 PTAC SUPPLY INLET | System Node Mass Flow Rate | Daily |  | kg/s
992 | 11601 | Avg | System | HVAC System | 6NP:CORR5 PTAC SUPPLY INLET | System Node Mass Flow Rate | Monthly |  | kg/s
993 | 11602 | Avg | System | HVAC System | 6NP ZONE SPLITTER OUTLET NODE 11 | System Node Temperature | Hourly |  | C
994 | 11603 | Avg | System | HVAC System | 6NP ZONE SPLITTER OUTLET NODE 11 | System Node Temperature | Daily |  | C
995 | 11604 | Avg | System | HVAC System | 6NP ZONE SPLITTER OUTLET NODE 11 | System Node Temperature | Monthly |  | C
996 | 11605 | Avg | System | HVAC System | 6NP ZONE SPLITTER OUTLET NODE 11 | System Node Mass Flow Rate | Hourly |  | kg/s
997 | 11606 | Avg | System | HVAC System | 6NP ZONE SPLITTER OUTLET NODE 11 | System Node Mass Flow Rate | Daily |  | kg/s
998 | 11607 | Avg | System | HVAC System | 6NP ZONE SPLITTER OUTLET NODE 11 | System Node Mass Flow Rate | Monthly |  | kg/s
999 | 11608 | Avg | System | HVAC System | 6NP:CORR5 PTAC RETURN | System Node Temperature | Hourly |  | C
1000 | 11609 | Avg | System | HVAC System | 6NP:CORR5 PTAC RETURN | System Node Temperature | Daily |  | C
1001 | 11610 | Avg | System | HVAC System | 6NP:CORR5 PTAC RETURN | System Node Temperature | Monthly |  | C
1002 | 11611 | Avg | System | HVAC System | 6NP:CORR5 PTAC RETURN | System Node Mass Flow Rate | Hourly |  | kg/s
1003 | 11612 | Avg | System | HVAC System | 6NP:CORR5 PTAC RETURN | System Node Mass Flow Rate | Daily |  | kg/s
1004 | 11613 | Avg | System | HVAC System | 6NP:CORR5 PTAC RETURN | System Node Mass Flow Rate | Monthly |  | kg/s
1005 | 11614 | Avg | System | HVAC System | 6NP:WC1 PTAC SUPPLY INLET | System Node Temperature | Hourly |  | C
1006 | 11615 | Avg | System | HVAC System | 6NP:WC1 PTAC SUPPLY INLET | System Node Temperature | Daily |  | C
1007 | 11616 | Avg | System | HVAC System | 6NP:WC1 PTAC SUPPLY INLET | System Node Temperature | Monthly |  | C
1008 | 11617 | Avg | System | HVAC System | 6NP:WC1 PTAC SUPPLY INLET | System Node Mass Flow Rate | Hourly |  | kg/s
1009 | 11618 | Avg | System | HVAC System | 6NP:WC1 PTAC SUPPLY INLET | System Node Mass Flow Rate | Daily |  | kg/s
1010 | 11619 | Avg | System | HVAC System | 6NP:WC1 PTAC SUPPLY INLET | System Node Mass Flow Rate | Monthly |  | kg/s
1011 | 11620 | Avg | System | HVAC System | 6NP ZONE SPLITTER OUTLET NODE 12 | System Node Temperature | Hourly |  | C
1012 | 11621 | Avg | System | HVAC System | 6NP ZONE SPLITTER OUTLET NODE 12 | System Node Temperature | Daily |  | C
1013 | 11622 | Avg | System | HVAC System | 6NP ZONE SPLITTER OUTLET NODE 12 | System Node Temperature | Monthly |  | C
1014 | 11623 | Avg | System | HVAC System | 6NP ZONE SPLITTER OUTLET NODE 12 | System Node Mass Flow Rate | Hourly |  | kg/s
1015 | 11624 | Avg | System | HVAC System | 6NP ZONE SPLITTER OUTLET NODE 12 | System Node Mass Flow Rate | Daily |  | kg/s
1016 | 11625 | Avg | System | HVAC System | 6NP ZONE SPLITTER OUTLET NODE 12 | System Node Mass Flow Rate | Monthly |  | kg/s
1017 | 11626 | Avg | System | HVAC System | 6NP:WC1 PTAC RETURN | System Node Temperature | Hourly |  | C
1018 | 11627 | Avg | System | HVAC System | 6NP:WC1 PTAC RETURN | System Node Temperature | Daily |  | C
1019 | 11628 | Avg | System | HVAC System | 6NP:WC1 PTAC RETURN | System Node Temperature | Monthly |  | C
1020 | 11629 | Avg | System | HVAC System | 6NP:WC1 PTAC RETURN | System Node Mass Flow Rate | Hourly |  | kg/s
1021 | 11630 | Avg | System | HVAC System | 6NP:WC1 PTAC RETURN | System Node Mass Flow Rate | Daily |  | kg/s
1022 | 11631 | Avg | System | HVAC System | 6NP:WC1 PTAC RETURN | System Node Mass Flow Rate | Monthly |  | kg/s
1023 | 11632 | Avg | System | HVAC System | 6NP:CORR6 PTAC SUPPLY INLET | System Node Temperature | Hourly |  | C
1024 | 11633 | Avg | System | HVAC System | 6NP:CORR6 PTAC SUPPLY INLET | System Node Temperature | Daily |  | C
1025 | 11634 | Avg | System | HVAC System | 6NP:CORR6 PTAC SUPPLY INLET | System Node Temperature | Monthly |  | C
1026 | 11635 | Avg | System | HVAC System | 6NP:CORR6 PTAC SUPPLY INLET | System Node Mass Flow Rate | Hourly |  | kg/s
1027 | 11636 | Avg | System | HVAC System | 6NP:CORR6 PTAC SUPPLY INLET | System Node Mass Flow Rate | Daily |  | kg/s
1028 | 11637 | Avg | System | HVAC System | 6NP:CORR6 PTAC SUPPLY INLET | System Node Mass Flow Rate | Monthly |  | kg/s
1029 | 11638 | Avg | System | HVAC System | 6NP ZONE SPLITTER OUTLET NODE 13 | System Node Temperature | Hourly |  | C
1030 | 11639 | Avg | System | HVAC System | 6NP ZONE SPLITTER OUTLET NODE 13 | System Node Temperature | Daily |  | C
1031 | 11640 | Avg | System | HVAC System | 6NP ZONE SPLITTER OUTLET NODE 13 | System Node Temperature | Monthly |  | C
1032 | 11641 | Avg | System | HVAC System | 6NP ZONE SPLITTER OUTLET NODE 13 | System Node Mass Flow Rate | Hourly |  | kg/s
1033 | 11642 | Avg | System | HVAC System | 6NP ZONE SPLITTER OUTLET NODE 13 | System Node Mass Flow Rate | Daily |  | kg/s
1034 | 11643 | Avg | System | HVAC System | 6NP ZONE SPLITTER OUTLET NODE 13 | System Node Mass Flow Rate | Monthly |  | kg/s
1035 | 11644 | Avg | System | HVAC System | 6NP:CORR6 PTAC RETURN | System Node Temperature | Hourly |  | C
1036 | 11645 | Avg | System | HVAC System | 6NP:CORR6 PTAC RETURN | System Node Temperature | Daily |  | C
1037 | 11646 | Avg | System | HVAC System | 6NP:CORR6 PTAC RETURN | System Node Temperature | Monthly |  | C
1038 | 11647 | Avg | System | HVAC System | 6NP:CORR6 PTAC RETURN | System Node Mass Flow Rate | Hourly |  | kg/s
1039 | 11648 | Avg | System | HVAC System | 6NP:CORR6 PTAC RETURN | System Node Mass Flow Rate | Daily |  | kg/s
1040 | 11649 | Avg | System | HVAC System | 6NP:CORR6 PTAC RETURN | System Node Mass Flow Rate | Monthly |  | kg/s
1041 | 11650 | Avg | System | HVAC System | 6NP:KITCH PTAC SUPPLY INLET | System Node Temperature | Hourly |  | C
1042 | 11651 | Avg | System | HVAC System | 6NP:KITCH PTAC SUPPLY INLET | System Node Temperature | Daily |  | C
1043 | 11652 | Avg | System | HVAC System | 6NP:KITCH PTAC SUPPLY INLET | System Node Temperature | Monthly |  | C
1044 | 11653 | Avg | System | HVAC System | 6NP:KITCH PTAC SUPPLY INLET | System Node Mass Flow Rate | Hourly |  | kg/s
1045 | 11654 | Avg | System | HVAC System | 6NP:KITCH PTAC SUPPLY INLET | System Node Mass Flow Rate | Daily |  | kg/s
1046 | 11655 | Avg | System | HVAC System | 6NP:KITCH PTAC SUPPLY INLET | System Node Mass Flow Rate | Monthly |  | kg/s
1047 | 11656 | Avg | System | HVAC System | 6NP ZONE SPLITTER OUTLET NODE 14 | System Node Temperature | Hourly |  | C
1048 | 11657 | Avg | System | HVAC System | 6NP ZONE SPLITTER OUTLET NODE 14 | System Node Temperature | Daily |  | C
1049 | 11658 | Avg | System | HVAC System | 6NP ZONE SPLITTER OUTLET NODE 14 | System Node Temperature | Monthly |  | C
1050 | 11659 | Avg | System | HVAC System | 6NP ZONE SPLITTER OUTLET NODE 14 | System Node Mass Flow Rate | Hourly |  | kg/s
1051 | 11660 | Avg | System | HVAC System | 6NP ZONE SPLITTER OUTLET NODE 14 | System Node Mass Flow Rate | Daily |  | kg/s
1052 | 11661 | Avg | System | HVAC System | 6NP ZONE SPLITTER OUTLET NODE 14 | System Node Mass Flow Rate | Monthly |  | kg/s
1053 | 11662 | Avg | System | HVAC System | 6NP:KITCH PTAC RETURN | System Node Temperature | Hourly |  | C
1054 | 11663 | Avg | System | HVAC System | 6NP:KITCH PTAC RETURN | System Node Temperature | Daily |  | C
1055 | 11664 | Avg | System | HVAC System | 6NP:KITCH PTAC RETURN | System Node Temperature | Monthly |  | C
1056 | 11665 | Avg | System | HVAC System | 6NP:KITCH PTAC RETURN | System Node Mass Flow Rate | Hourly |  | kg/s
1057 | 11666 | Avg | System | HVAC System | 6NP:KITCH PTAC RETURN | System Node Mass Flow Rate | Daily |  | kg/s
1058 | 11667 | Avg | System | HVAC System | 6NP:KITCH PTAC RETURN | System Node Mass Flow Rate | Monthly |  | kg/s
1059 | 11668 | Avg | System | HVAC System | 6NP:WC2 PTAC SUPPLY INLET | System Node Temperature | Hourly |  | C
1060 | 11669 | Avg | System | HVAC System | 6NP:WC2 PTAC SUPPLY INLET | System Node Temperature | Daily |  | C
1061 | 11670 | Avg | System | HVAC System | 6NP:WC2 PTAC SUPPLY INLET | System Node Temperature | Monthly |  | C
1062 | 11671 | Avg | System | HVAC System | 6NP:WC2 PTAC SUPPLY INLET | System Node Mass Flow Rate | Hourly |  | kg/s
1063 | 11672 | Avg | System | HVAC System | 6NP:WC2 PTAC SUPPLY INLET | System Node Mass Flow Rate | Daily |  | kg/s
1064 | 11673 | Avg | System | HVAC System | 6NP:WC2 PTAC SUPPLY INLET | System Node Mass Flow Rate | Monthly |  | kg/s
1065 | 11674 | Avg | System | HVAC System | 6NP ZONE SPLITTER OUTLET NODE 15 | System Node Temperature | Hourly |  | C
1066 | 11675 | Avg | System | HVAC System | 6NP ZONE SPLITTER OUTLET NODE 15 | System Node Temperature | Daily |  | C
1067 | 11676 | Avg | System | HVAC System | 6NP ZONE SPLITTER OUTLET NODE 15 | System Node Temperature | Monthly |  | C
1068 | 11677 | Avg | System | HVAC System | 6NP ZONE SPLITTER OUTLET NODE 15 | System Node Mass Flow Rate | Hourly |  | kg/s
1069 | 11678 | Avg | System | HVAC System | 6NP ZONE SPLITTER OUTLET NODE 15 | System Node Mass Flow Rate | Daily |  | kg/s
1070 | 11679 | Avg | System | HVAC System | 6NP ZONE SPLITTER OUTLET NODE 15 | System Node Mass Flow Rate | Monthly |  | kg/s
1071 | 11680 | Avg | System | HVAC System | 6NP:WC2 PTAC RETURN | System Node Temperature | Hourly |  | C
1072 | 11681 | Avg | System | HVAC System | 6NP:WC2 PTAC RETURN | System Node Temperature | Daily |  | C
1073 | 11682 | Avg | System | HVAC System | 6NP:WC2 PTAC RETURN | System Node Temperature | Monthly |  | C
1074 | 11683 | Avg | System | HVAC System | 6NP:WC2 PTAC RETURN | System Node Mass Flow Rate | Hourly |  | kg/s
1075 | 11684 | Avg | System | HVAC System | 6NP:WC2 PTAC RETURN | System Node Mass Flow Rate | Daily |  | kg/s
1076 | 11685 | Avg | System | HVAC System | 6NP:WC2 PTAC RETURN | System Node Mass Flow Rate | Monthly |  | kg/s
1077 | 11686 | Avg | System | HVAC System | 6NP:OFFICETYPE3CT PTAC SUPPLY INLET | System Node Temperature | Hourly |  | C
1078 | 11687 | Avg | System | HVAC System | 6NP:OFFICETYPE3CT PTAC SUPPLY INLET | System Node Temperature | Daily |  | C
1079 | 11688 | Avg | System | HVAC System | 6NP:OFFICETYPE3CT PTAC SUPPLY INLET | System Node Temperature | Monthly |  | C
1080 | 11689 | Avg | System | HVAC System | 6NP:OFFICETYPE3CT PTAC SUPPLY INLET | System Node Mass Flow Rate | Hourly |  | kg/s
1081 | 11690 | Avg | System | HVAC System | 6NP:OFFICETYPE3CT PTAC SUPPLY INLET | System Node Mass Flow Rate | Daily |  | kg/s
1082 | 11691 | Avg | System | HVAC System | 6NP:OFFICETYPE3CT PTAC SUPPLY INLET | System Node Mass Flow Rate | Monthly |  | kg/s
1083 | 11692 | Avg | System | HVAC System | 6NP ZONE SPLITTER OUTLET NODE 16 | System Node Temperature | Hourly |  | C
1084 | 11693 | Avg | System | HVAC System | 6NP ZONE SPLITTER OUTLET NODE 16 | System Node Temperature | Daily |  | C
1085 | 11694 | Avg | System | HVAC System | 6NP ZONE SPLITTER OUTLET NODE 16 | System Node Temperature | Monthly |  | C
1086 | 11695 | Avg | System | HVAC System | 6NP ZONE SPLITTER OUTLET NODE 16 | System Node Mass Flow Rate | Hourly |  | kg/s
1087 | 11696 | Avg | System | HVAC System | 6NP ZONE SPLITTER OUTLET NODE 16 | System Node Mass Flow Rate | Daily |  | kg/s
1088 | 11697 | Avg | System | HVAC System | 6NP ZONE SPLITTER OUTLET NODE 16 | System Node Mass Flow Rate | Monthly |  | kg/s
1089 | 11698 | Avg | System | HVAC System | 6NP:OFFICETYPE3CT PTAC RETURN | System Node Temperature | Hourly |  | C
1090 | 11699 | Avg | System | HVAC System | 6NP:OFFICETYPE3CT PTAC RETURN | System Node Temperature | Daily |  | C
1091 | 11700 | Avg | System | HVAC System | 6NP:OFFICETYPE3CT PTAC RETURN | System Node Temperature | Monthly |  | C
1092 | 11701 | Avg | System | HVAC System | 6NP:OFFICETYPE3CT PTAC RETURN | System Node Mass Flow Rate | Hourly |  | kg/s
1093 | 11702 | Avg | System | HVAC System | 6NP:OFFICETYPE3CT PTAC RETURN | System Node Mass Flow Rate | Daily |  | kg/s
1094 | 11703 | Avg | System | HVAC System | 6NP:OFFICETYPE3CT PTAC RETURN | System Node Mass Flow Rate | Monthly |  | kg/s
1095 | 11704 | Avg | System | HVAC System | 6NP:WC3 PTAC SUPPLY INLET | System Node Temperature | Hourly |  | C
1096 | 11705 | Avg | System | HVAC System | 6NP:WC3 PTAC SUPPLY INLET | System Node Temperature | Daily |  | C
1097 | 11706 | Avg | System | HVAC System | 6NP:WC3 PTAC SUPPLY INLET | System Node Temperature | Monthly |  | C
1098 | 11707 | Avg | System | HVAC System | 6NP:WC3 PTAC SUPPLY INLET | System Node Mass Flow Rate | Hourly |  | kg/s
1099 | 11708 | Avg | System | HVAC System | 6NP:WC3 PTAC SUPPLY INLET | System Node Mass Flow Rate | Daily |  | kg/s
1100 | 11709 | Avg | System | HVAC System | 6NP:WC3 PTAC SUPPLY INLET | System Node Mass Flow Rate | Monthly |  | kg/s
1101 | 11710 | Avg | System | HVAC System | 6NP ZONE SPLITTER OUTLET NODE 17 | System Node Temperature | Hourly |  | C
1102 | 11711 | Avg | System | HVAC System | 6NP ZONE SPLITTER OUTLET NODE 17 | System Node Temperature | Daily |  | C
1103 | 11712 | Avg | System | HVAC System | 6NP ZONE SPLITTER OUTLET NODE 17 | System Node Temperature | Monthly |  | C
1104 | 11713 | Avg | System | HVAC System | 6NP ZONE SPLITTER OUTLET NODE 17 | System Node Mass Flow Rate | Hourly |  | kg/s
1105 | 11714 | Avg | System | HVAC System | 6NP ZONE SPLITTER OUTLET NODE 17 | System Node Mass Flow Rate | Daily |  | kg/s
1106 | 11715 | Avg | System | HVAC System | 6NP ZONE SPLITTER OUTLET NODE 17 | System Node Mass Flow Rate | Monthly |  | kg/s
1107 | 11716 | Avg | System | HVAC System | 6NP:WC3 PTAC RETURN | System Node Temperature | Hourly |  | C
1108 | 11717 | Avg | System | HVAC System | 6NP:WC3 PTAC RETURN | System Node Temperature | Daily |  | C
1109 | 11718 | Avg | System | HVAC System | 6NP:WC3 PTAC RETURN | System Node Temperature | Monthly |  | C
1110 | 11719 | Avg | System | HVAC System | 6NP:WC3 PTAC RETURN | System Node Mass Flow Rate | Hourly |  | kg/s
1111 | 11720 | Avg | System | HVAC System | 6NP:WC3 PTAC RETURN | System Node Mass Flow Rate | Daily |  | kg/s
1112 | 11721 | Avg | System | HVAC System | 6NP:WC3 PTAC RETURN | System Node Mass Flow Rate | Monthly |  | kg/s
1113 | 11722 | Avg | System | HVAC System | 6NP:OFF7 PTAC SUPPLY INLET | System Node Temperature | Hourly |  | C
1114 | 11723 | Avg | System | HVAC System | 6NP:OFF7 PTAC SUPPLY INLET | System Node Temperature | Daily |  | C
1115 | 11724 | Avg | System | HVAC System | 6NP:OFF7 PTAC SUPPLY INLET | System Node Temperature | Monthly |  | C
1116 | 11725 | Avg | System | HVAC System | 6NP:OFF7 PTAC SUPPLY INLET | System Node Mass Flow Rate | Hourly |  | kg/s
1117 | 11726 | Avg | System | HVAC System | 6NP:OFF7 PTAC SUPPLY INLET | System Node Mass Flow Rate | Daily |  | kg/s
1118 | 11727 | Avg | System | HVAC System | 6NP:OFF7 PTAC SUPPLY INLET | System Node Mass Flow Rate | Monthly |  | kg/s
1119 | 11728 | Avg | System | HVAC System | 6NP ZONE SPLITTER OUTLET NODE 18 | System Node Temperature | Hourly |  | C
1120 | 11729 | Avg | System | HVAC System | 6NP ZONE SPLITTER OUTLET NODE 18 | System Node Temperature | Daily |  | C
1121 | 11730 | Avg | System | HVAC System | 6NP ZONE SPLITTER OUTLET NODE 18 | System Node Temperature | Monthly |  | C
1122 | 11731 | Avg | System | HVAC System | 6NP ZONE SPLITTER OUTLET NODE 18 | System Node Mass Flow Rate | Hourly |  | kg/s
1123 | 11732 | Avg | System | HVAC System | 6NP ZONE SPLITTER OUTLET NODE 18 | System Node Mass Flow Rate | Daily |  | kg/s
1124 | 11733 | Avg | System | HVAC System | 6NP ZONE SPLITTER OUTLET NODE 18 | System Node Mass Flow Rate | Monthly |  | kg/s
1125 | 11734 | Avg | System | HVAC System | 6NP:OFF7 PTAC RETURN | System Node Temperature | Hourly |  | C
1126 | 11735 | Avg | System | HVAC System | 6NP:OFF7 PTAC RETURN | System Node Temperature | Daily |  | C
1127 | 11736 | Avg | System | HVAC System | 6NP:OFF7 PTAC RETURN | System Node Temperature | Monthly |  | C
1128 | 11737 | Avg | System | HVAC System | 6NP:OFF7 PTAC RETURN | System Node Mass Flow Rate | Hourly |  | kg/s
1129 | 11738 | Avg | System | HVAC System | 6NP:OFF7 PTAC RETURN | System Node Mass Flow Rate | Daily |  | kg/s
1130 | 11739 | Avg | System | HVAC System | 6NP:OFF7 PTAC RETURN | System Node Mass Flow Rate | Monthly |  | kg/s
1131 | 11740 | Avg | System | HVAC System | 6NP:OFFICE PTAC SUPPLY INLET | System Node Temperature | Hourly |  | C
1132 | 11741 | Avg | System | HVAC System | 6NP:OFFICE PTAC SUPPLY INLET | System Node Temperature | Daily |  | C
1133 | 11742 | Avg | System | HVAC System | 6NP:OFFICE PTAC SUPPLY INLET | System Node Temperature | Monthly |  | C
1134 | 11743 | Avg | System | HVAC System | 6NP:OFFICE PTAC SUPPLY INLET | System Node Mass Flow Rate | Hourly |  | kg/s
1135 | 11744 | Avg | System | HVAC System | 6NP:OFFICE PTAC SUPPLY INLET | System Node Mass Flow Rate | Daily |  | kg/s
1136 | 11745 | Avg | System | HVAC System | 6NP:OFFICE PTAC SUPPLY INLET | System Node Mass Flow Rate | Monthly |  | kg/s
1137 | 11746 | Avg | System | HVAC System | 6NP ZONE SPLITTER OUTLET NODE 19 | System Node Temperature | Hourly |  | C
1138 | 11747 | Avg | System | HVAC System | 6NP ZONE SPLITTER OUTLET NODE 19 | System Node Temperature | Daily |  | C
1139 | 11748 | Avg | System | HVAC System | 6NP ZONE SPLITTER OUTLET NODE 19 | System Node Temperature | Monthly |  | C
1140 | 11749 | Avg | System | HVAC System | 6NP ZONE SPLITTER OUTLET NODE 19 | System Node Mass Flow Rate | Hourly |  | kg/s
1141 | 11750 | Avg | System | HVAC System | 6NP ZONE SPLITTER OUTLET NODE 19 | System Node Mass Flow Rate | Daily |  | kg/s
1142 | 11751 | Avg | System | HVAC System | 6NP ZONE SPLITTER OUTLET NODE 19 | System Node Mass Flow Rate | Monthly |  | kg/s
1143 | 11752 | Avg | System | HVAC System | 6NP:OFFICE PTAC RETURN | System Node Temperature | Hourly |  | C
1144 | 11753 | Avg | System | HVAC System | 6NP:OFFICE PTAC RETURN | System Node Temperature | Daily |  | C
1145 | 11754 | Avg | System | HVAC System | 6NP:OFFICE PTAC RETURN | System Node Temperature | Monthly |  | C
1146 | 11755 | Avg | System | HVAC System | 6NP:OFFICE PTAC RETURN | System Node Mass Flow Rate | Hourly |  | kg/s
1147 | 11756 | Avg | System | HVAC System | 6NP:OFFICE PTAC RETURN | System Node Mass Flow Rate | Daily |  | kg/s
1148 | 11757 | Avg | System | HVAC System | 6NP:OFFICE PTAC RETURN | System Node Mass Flow Rate | Monthly |  | kg/s
1149 | 11758 | Avg | System | HVAC System | 6NP:WC PTAC SUPPLY INLET | System Node Temperature | Hourly |  | C
1150 | 11759 | Avg | System | HVAC System | 6NP:WC PTAC SUPPLY INLET | System Node Temperature | Daily |  | C
1151 | 11760 | Avg | System | HVAC System | 6NP:WC PTAC SUPPLY INLET | System Node Temperature | Monthly |  | C
1152 | 11761 | Avg | System | HVAC System | 6NP:WC PTAC SUPPLY INLET | System Node Mass Flow Rate | Hourly |  | kg/s
1153 | 11762 | Avg | System | HVAC System | 6NP:WC PTAC SUPPLY INLET | System Node Mass Flow Rate | Daily |  | kg/s
1154 | 11763 | Avg | System | HVAC System | 6NP:WC PTAC SUPPLY INLET | System Node Mass Flow Rate | Monthly |  | kg/s
1155 | 11764 | Avg | System | HVAC System | 6NP ZONE SPLITTER OUTLET NODE 20 | System Node Temperature | Hourly |  | C
1156 | 11765 | Avg | System | HVAC System | 6NP ZONE SPLITTER OUTLET NODE 20 | System Node Temperature | Daily |  | C
1157 | 11766 | Avg | System | HVAC System | 6NP ZONE SPLITTER OUTLET NODE 20 | System Node Temperature | Monthly |  | C
1158 | 11767 | Avg | System | HVAC System | 6NP ZONE SPLITTER OUTLET NODE 20 | System Node Mass Flow Rate | Hourly |  | kg/s
1159 | 11768 | Avg | System | HVAC System | 6NP ZONE SPLITTER OUTLET NODE 20 | System Node Mass Flow Rate | Daily |  | kg/s
1160 | 11769 | Avg | System | HVAC System | 6NP ZONE SPLITTER OUTLET NODE 20 | System Node Mass Flow Rate | Monthly |  | kg/s
1161 | 11770 | Avg | System | HVAC System | 6NP:WC PTAC RETURN | System Node Temperature | Hourly |  | C
1162 | 11771 | Avg | System | HVAC System | 6NP:WC PTAC RETURN | System Node Temperature | Daily |  | C
1163 | 11772 | Avg | System | HVAC System | 6NP:WC PTAC RETURN | System Node Temperature | Monthly |  | C
1164 | 11773 | Avg | System | HVAC System | 6NP:WC PTAC RETURN | System Node Mass Flow Rate | Hourly |  | kg/s
1165 | 11774 | Avg | System | HVAC System | 6NP:WC PTAC RETURN | System Node Mass Flow Rate | Daily |  | kg/s
1166 | 11775 | Avg | System | HVAC System | 6NP:WC PTAC RETURN | System Node Mass Flow Rate | Monthly |  | kg/s
1167 | 11776 | Avg | System | HVAC System | 6NP:CORR PTAC SUPPLY INLET | System Node Temperature | Hourly |  | C
1168 | 11777 | Avg | System | HVAC System | 6NP:CORR PTAC SUPPLY INLET | System Node Temperature | Daily |  | C
1169 | 11778 | Avg | System | HVAC System | 6NP:CORR PTAC SUPPLY INLET | System Node Temperature | Monthly |  | C
1170 | 11779 | Avg | System | HVAC System | 6NP:CORR PTAC SUPPLY INLET | System Node Mass Flow Rate | Hourly |  | kg/s
1171 | 11780 | Avg | System | HVAC System | 6NP:CORR PTAC SUPPLY INLET | System Node Mass Flow Rate | Daily |  | kg/s
1172 | 11781 | Avg | System | HVAC System | 6NP:CORR PTAC SUPPLY INLET | System Node Mass Flow Rate | Monthly |  | kg/s
1173 | 11782 | Avg | System | HVAC System | 6NP ZONE SPLITTER OUTLET NODE 21 | System Node Temperature | Hourly |  | C
1174 | 11783 | Avg | System | HVAC System | 6NP ZONE SPLITTER OUTLET NODE 21 | System Node Temperature | Daily |  | C
1175 | 11784 | Avg | System | HVAC System | 6NP ZONE SPLITTER OUTLET NODE 21 | System Node Temperature | Monthly |  | C
1176 | 11785 | Avg | System | HVAC System | 6NP ZONE SPLITTER OUTLET NODE 21 | System Node Mass Flow Rate | Hourly |  | kg/s
1177 | 11786 | Avg | System | HVAC System | 6NP ZONE SPLITTER OUTLET NODE 21 | System Node Mass Flow Rate | Daily |  | kg/s
1178 | 11787 | Avg | System | HVAC System | 6NP ZONE SPLITTER OUTLET NODE 21 | System Node Mass Flow Rate | Monthly |  | kg/s
1179 | 11788 | Avg | System | HVAC System | 6NP:CORR PTAC RETURN | System Node Temperature | Hourly |  | C
1180 | 11789 | Avg | System | HVAC System | 6NP:CORR PTAC RETURN | System Node Temperature | Daily |  | C
1181 | 11790 | Avg | System | HVAC System | 6NP:CORR PTAC RETURN | System Node Temperature | Monthly |  | C
1182 | 11791 | Avg | System | HVAC System | 6NP:CORR PTAC RETURN | System Node Mass Flow Rate | Hourly |  | kg/s
1183 | 11792 | Avg | System | HVAC System | 6NP:CORR PTAC RETURN | System Node Mass Flow Rate | Daily |  | kg/s
1184 | 11793 | Avg | System | HVAC System | 6NP:CORR PTAC RETURN | System Node Mass Flow Rate | Monthly |  | kg/s
1185 | 11794 | Avg | System | HVAC System | 6NP:OFF8 PTAC SUPPLY INLET | System Node Temperature | Hourly |  | C
1186 | 11795 | Avg | System | HVAC System | 6NP:OFF8 PTAC SUPPLY INLET | System Node Temperature | Daily |  | C
1187 | 11796 | Avg | System | HVAC System | 6NP:OFF8 PTAC SUPPLY INLET | System Node Temperature | Monthly |  | C
1188 | 11797 | Avg | System | HVAC System | 6NP:OFF8 PTAC SUPPLY INLET | System Node Mass Flow Rate | Hourly |  | kg/s
1189 | 11798 | Avg | System | HVAC System | 6NP:OFF8 PTAC SUPPLY INLET | System Node Mass Flow Rate | Daily |  | kg/s
1190 | 11799 | Avg | System | HVAC System | 6NP:OFF8 PTAC SUPPLY INLET | System Node Mass Flow Rate | Monthly |  | kg/s
1191 | 11800 | Avg | System | HVAC System | 6NP ZONE SPLITTER OUTLET NODE 22 | System Node Temperature | Hourly |  | C
1192 | 11801 | Avg | System | HVAC System | 6NP ZONE SPLITTER OUTLET NODE 22 | System Node Temperature | Daily |  | C
1193 | 11802 | Avg | System | HVAC System | 6NP ZONE SPLITTER OUTLET NODE 22 | System Node Temperature | Monthly |  | C
1194 | 11803 | Avg | System | HVAC System | 6NP ZONE SPLITTER OUTLET NODE 22 | System Node Mass Flow Rate | Hourly |  | kg/s
1195 | 11804 | Avg | System | HVAC System | 6NP ZONE SPLITTER OUTLET NODE 22 | System Node Mass Flow Rate | Daily |  | kg/s
1196 | 11805 | Avg | System | HVAC System | 6NP ZONE SPLITTER OUTLET NODE 22 | System Node Mass Flow Rate | Monthly |  | kg/s
1197 | 11806 | Avg | System | HVAC System | 6NP:OFF8 PTAC RETURN | System Node Temperature | Hourly |  | C
1198 | 11807 | Avg | System | HVAC System | 6NP:OFF8 PTAC RETURN | System Node Temperature | Daily |  | C
1199 | 11808 | Avg | System | HVAC System | 6NP:OFF8 PTAC RETURN | System Node Temperature | Monthly |  | C
1200 | 11809 | Avg | System | HVAC System | 6NP:OFF8 PTAC RETURN | System Node Mass Flow Rate | Hourly |  | kg/s
1201 | 11810 | Avg | System | HVAC System | 6NP:OFF8 PTAC RETURN | System Node Mass Flow Rate | Daily |  | kg/s
1202 | 11811 | Avg | System | HVAC System | 6NP:OFF8 PTAC RETURN | System Node Mass Flow Rate | Monthly |  | kg/s
1203 | 11812 | Avg | System | HVAC System | 6NP:OFF9 PTAC SUPPLY INLET | System Node Temperature | Hourly |  | C
1204 | 11813 | Avg | System | HVAC System | 6NP:OFF9 PTAC SUPPLY INLET | System Node Temperature | Daily |  | C
1205 | 11814 | Avg | System | HVAC System | 6NP:OFF9 PTAC SUPPLY INLET | System Node Temperature | Monthly |  | C
1206 | 11815 | Avg | System | HVAC System | 6NP:OFF9 PTAC SUPPLY INLET | System Node Mass Flow Rate | Hourly |  | kg/s
1207 | 11816 | Avg | System | HVAC System | 6NP:OFF9 PTAC SUPPLY INLET | System Node Mass Flow Rate | Daily |  | kg/s
1208 | 11817 | Avg | System | HVAC System | 6NP:OFF9 PTAC SUPPLY INLET | System Node Mass Flow Rate | Monthly |  | kg/s
1209 | 11818 | Avg | System | HVAC System | 6NP ZONE SPLITTER OUTLET NODE 23 | System Node Temperature | Hourly |  | C
1210 | 11819 | Avg | System | HVAC System | 6NP ZONE SPLITTER OUTLET NODE 23 | System Node Temperature | Daily |  | C
1211 | 11820 | Avg | System | HVAC System | 6NP ZONE SPLITTER OUTLET NODE 23 | System Node Temperature | Monthly |  | C
1212 | 11821 | Avg | System | HVAC System | 6NP ZONE SPLITTER OUTLET NODE 23 | System Node Mass Flow Rate | Hourly |  | kg/s
1213 | 11822 | Avg | System | HVAC System | 6NP ZONE SPLITTER OUTLET NODE 23 | System Node Mass Flow Rate | Daily |  | kg/s
1214 | 11823 | Avg | System | HVAC System | 6NP ZONE SPLITTER OUTLET NODE 23 | System Node Mass Flow Rate | Monthly |  | kg/s
1215 | 11824 | Avg | System | HVAC System | 6NP:OFF9 PTAC RETURN | System Node Temperature | Hourly |  | C
1216 | 11825 | Avg | System | HVAC System | 6NP:OFF9 PTAC RETURN | System Node Temperature | Daily |  | C
1217 | 11826 | Avg | System | HVAC System | 6NP:OFF9 PTAC RETURN | System Node Temperature | Monthly |  | C
1218 | 11827 | Avg | System | HVAC System | 6NP:OFF9 PTAC RETURN | System Node Mass Flow Rate | Hourly |  | kg/s
1219 | 11828 | Avg | System | HVAC System | 6NP:OFF9 PTAC RETURN | System Node Mass Flow Rate | Daily |  | kg/s
1220 | 11829 | Avg | System | HVAC System | 6NP:OFF9 PTAC RETURN | System Node Mass Flow Rate | Monthly |  | kg/s
1221 | 11830 | Avg | System | HVAC System | 6NP:OFFICETYPE3CT/1 PTAC SUPPLY INLET | System Node Temperature | Hourly |  | C
1222 | 11831 | Avg | System | HVAC System | 6NP:OFFICETYPE3CT/1 PTAC SUPPLY INLET | System Node Temperature | Daily |  | C
1223 | 11832 | Avg | System | HVAC System | 6NP:OFFICETYPE3CT/1 PTAC SUPPLY INLET | System Node Temperature | Monthly |  | C
1224 | 11833 | Avg | System | HVAC System | 6NP:OFFICETYPE3CT/1 PTAC SUPPLY INLET | System Node Mass Flow Rate | Hourly |  | kg/s
1225 | 11834 | Avg | System | HVAC System | 6NP:OFFICETYPE3CT/1 PTAC SUPPLY INLET | System Node Mass Flow Rate | Daily |  | kg/s
1226 | 11835 | Avg | System | HVAC System | 6NP:OFFICETYPE3CT/1 PTAC SUPPLY INLET | System Node Mass Flow Rate | Monthly |  | kg/s
1227 | 11836 | Avg | System | HVAC System | 6NP ZONE SPLITTER OUTLET NODE 24 | System Node Temperature | Hourly |  | C
1228 | 11837 | Avg | System | HVAC System | 6NP ZONE SPLITTER OUTLET NODE 24 | System Node Temperature | Daily |  | C
1229 | 11838 | Avg | System | HVAC System | 6NP ZONE SPLITTER OUTLET NODE 24 | System Node Temperature | Monthly |  | C
1230 | 11839 | Avg | System | HVAC System | 6NP ZONE SPLITTER OUTLET NODE 24 | System Node Mass Flow Rate | Hourly |  | kg/s
1231 | 11840 | Avg | System | HVAC System | 6NP ZONE SPLITTER OUTLET NODE 24 | System Node Mass Flow Rate | Daily |  | kg/s
1232 | 11841 | Avg | System | HVAC System | 6NP ZONE SPLITTER OUTLET NODE 24 | System Node Mass Flow Rate | Monthly |  | kg/s
1233 | 11842 | Avg | System | HVAC System | 6NP:OFFICETYPE3CT/1 PTAC RETURN | System Node Temperature | Hourly |  | C
1234 | 11843 | Avg | System | HVAC System | 6NP:OFFICETYPE3CT/1 PTAC RETURN | System Node Temperature | Daily |  | C
1235 | 11844 | Avg | System | HVAC System | 6NP:OFFICETYPE3CT/1 PTAC RETURN | System Node Temperature | Monthly |  | C
1236 | 11845 | Avg | System | HVAC System | 6NP:OFFICETYPE3CT/1 PTAC RETURN | System Node Mass Flow Rate | Hourly |  | kg/s
1237 | 11846 | Avg | System | HVAC System | 6NP:OFFICETYPE3CT/1 PTAC RETURN | System Node Mass Flow Rate | Daily |  | kg/s
1238 | 11847 | Avg | System | HVAC System | 6NP:OFFICETYPE3CT/1 PTAC RETURN | System Node Mass Flow Rate | Monthly |  | kg/s
1239 | 11848 | Avg | System | HVAC System | AIR LOOP ZONE SPLITTER OUTLET NODE 1 | System Node Temperature | Hourly |  | C
1240 | 11849 | Avg | System | HVAC System | AIR LOOP ZONE SPLITTER OUTLET NODE 1 | System Node Temperature | Daily |  | C
1241 | 11850 | Avg | System | HVAC System | AIR LOOP ZONE SPLITTER OUTLET NODE 1 | System Node Temperature | Monthly |  | C
1242 | 11851 | Avg | System | HVAC System | AIR LOOP ZONE SPLITTER OUTLET NODE 1 | System Node Mass Flow Rate | Hourly |  | kg/s
1243 | 11852 | Avg | System | HVAC System | AIR LOOP ZONE SPLITTER OUTLET NODE 1 | System Node Mass Flow Rate | Daily |  | kg/s
1244 | 11853 | Avg | System | HVAC System | AIR LOOP ZONE SPLITTER OUTLET NODE 1 | System Node Mass Flow Rate | Monthly |  | kg/s
1245 | 11854 | Avg | System | HVAC System | 3NP:OFF1 PTAC SUPPLY INLET | System Node Temperature | Hourly |  | C
1246 | 11855 | Avg | System | HVAC System | 3NP:OFF1 PTAC SUPPLY INLET | System Node Temperature | Daily |  | C
1247 | 11856 | Avg | System | HVAC System | 3NP:OFF1 PTAC SUPPLY INLET | System Node Temperature | Monthly |  | C
1248 | 11857 | Avg | System | HVAC System | 3NP:OFF1 PTAC SUPPLY INLET | System Node Mass Flow Rate | Hourly |  | kg/s
1249 | 11858 | Avg | System | HVAC System | 3NP:OFF1 PTAC SUPPLY INLET | System Node Mass Flow Rate | Daily |  | kg/s
1250 | 11859 | Avg | System | HVAC System | 3NP:OFF1 PTAC SUPPLY INLET | System Node Mass Flow Rate | Monthly |  | kg/s
1251 | 11860 | Avg | System | HVAC System | 3NP:OFF1 PTAC RETURN | System Node Temperature | Hourly |  | C
1252 | 11861 | Avg | System | HVAC System | 3NP:OFF1 PTAC RETURN | System Node Temperature | Daily |  | C
1253 | 11862 | Avg | System | HVAC System | 3NP:OFF1 PTAC RETURN | System Node Temperature | Monthly |  | C
1254 | 11863 | Avg | System | HVAC System | 3NP:OFF1 PTAC RETURN | System Node Mass Flow Rate | Hourly |  | kg/s
1255 | 11864 | Avg | System | HVAC System | 3NP:OFF1 PTAC RETURN | System Node Mass Flow Rate | Daily |  | kg/s
1256 | 11865 | Avg | System | HVAC System | 3NP:OFF1 PTAC RETURN | System Node Mass Flow Rate | Monthly |  | kg/s
1257 | 11866 | Avg | System | HVAC System | AIR LOOP ZONE SPLITTER OUTLET NODE 2 | System Node Temperature | Hourly |  | C
1258 | 11867 | Avg | System | HVAC System | AIR LOOP ZONE SPLITTER OUTLET NODE 2 | System Node Temperature | Daily |  | C
1259 | 11868 | Avg | System | HVAC System | AIR LOOP ZONE SPLITTER OUTLET NODE 2 | System Node Temperature | Monthly |  | C
1260 | 11869 | Avg | System | HVAC System | AIR LOOP ZONE SPLITTER OUTLET NODE 2 | System Node Mass Flow Rate | Hourly |  | kg/s
1261 | 11870 | Avg | System | HVAC System | AIR LOOP ZONE SPLITTER OUTLET NODE 2 | System Node Mass Flow Rate | Daily |  | kg/s
1262 | 11871 | Avg | System | HVAC System | AIR LOOP ZONE SPLITTER OUTLET NODE 2 | System Node Mass Flow Rate | Monthly |  | kg/s
1263 | 11872 | Avg | System | HVAC System | 3NP:OFF2 PTAC SUPPLY INLET | System Node Temperature | Hourly |  | C
1264 | 11873 | Avg | System | HVAC System | 3NP:OFF2 PTAC SUPPLY INLET | System Node Temperature | Daily |  | C
1265 | 11874 | Avg | System | HVAC System | 3NP:OFF2 PTAC SUPPLY INLET | System Node Temperature | Monthly |  | C
1266 | 11875 | Avg | System | HVAC System | 3NP:OFF2 PTAC SUPPLY INLET | System Node Mass Flow Rate | Hourly |  | kg/s
1267 | 11876 | Avg | System | HVAC System | 3NP:OFF2 PTAC SUPPLY INLET | System Node Mass Flow Rate | Daily |  | kg/s
1268 | 11877 | Avg | System | HVAC System | 3NP:OFF2 PTAC SUPPLY INLET | System Node Mass Flow Rate | Monthly |  | kg/s
1269 | 11878 | Avg | System | HVAC System | 3NP:OFF2 PTAC RETURN | System Node Temperature | Hourly |  | C
1270 | 11879 | Avg | System | HVAC System | 3NP:OFF2 PTAC RETURN | System Node Temperature | Daily |  | C
1271 | 11880 | Avg | System | HVAC System | 3NP:OFF2 PTAC RETURN | System Node Temperature | Monthly |  | C
1272 | 11881 | Avg | System | HVAC System | 3NP:OFF2 PTAC RETURN | System Node Mass Flow Rate | Hourly |  | kg/s
1273 | 11882 | Avg | System | HVAC System | 3NP:OFF2 PTAC RETURN | System Node Mass Flow Rate | Daily |  | kg/s
1274 | 11883 | Avg | System | HVAC System | 3NP:OFF2 PTAC RETURN | System Node Mass Flow Rate | Monthly |  | kg/s
1275 | 11884 | Avg | System | HVAC System | AIR LOOP ZONE SPLITTER OUTLET NODE 3 | System Node Temperature | Hourly |  | C
1276 | 11885 | Avg | System | HVAC System | AIR LOOP ZONE SPLITTER OUTLET NODE 3 | System Node Temperature | Daily |  | C
1277 | 11886 | Avg | System | HVAC System | AIR LOOP ZONE SPLITTER OUTLET NODE 3 | System Node Temperature | Monthly |  | C
1278 | 11887 | Avg | System | HVAC System | AIR LOOP ZONE SPLITTER OUTLET NODE 3 | System Node Mass Flow Rate | Hourly |  | kg/s
1279 | 11888 | Avg | System | HVAC System | AIR LOOP ZONE SPLITTER OUTLET NODE 3 | System Node Mass Flow Rate | Daily |  | kg/s
1280 | 11889 | Avg | System | HVAC System | AIR LOOP ZONE SPLITTER OUTLET NODE 3 | System Node Mass Flow Rate | Monthly |  | kg/s
1281 | 11890 | Avg | System | HVAC System | 3NP:OFF3 PTAC SUPPLY INLET | System Node Temperature | Hourly |  | C
1282 | 11891 | Avg | System | HVAC System | 3NP:OFF3 PTAC SUPPLY INLET | System Node Temperature | Daily |  | C
1283 | 11892 | Avg | System | HVAC System | 3NP:OFF3 PTAC SUPPLY INLET | System Node Temperature | Monthly |  | C
1284 | 11893 | Avg | System | HVAC System | 3NP:OFF3 PTAC SUPPLY INLET | System Node Mass Flow Rate | Hourly |  | kg/s
1285 | 11894 | Avg | System | HVAC System | 3NP:OFF3 PTAC SUPPLY INLET | System Node Mass Flow Rate | Daily |  | kg/s
1286 | 11895 | Avg | System | HVAC System | 3NP:OFF3 PTAC SUPPLY INLET | System Node Mass Flow Rate | Monthly |  | kg/s
1287 | 11896 | Avg | System | HVAC System | 3NP:OFF3 PTAC RETURN | System Node Temperature | Hourly |  | C
1288 | 11897 | Avg | System | HVAC System | 3NP:OFF3 PTAC RETURN | System Node Temperature | Daily |  | C
1289 | 11898 | Avg | System | HVAC System | 3NP:OFF3 PTAC RETURN | System Node Temperature | Monthly |  | C
1290 | 11899 | Avg | System | HVAC System | 3NP:OFF3 PTAC RETURN | System Node Mass Flow Rate | Hourly |  | kg/s
1291 | 11900 | Avg | System | HVAC System | 3NP:OFF3 PTAC RETURN | System Node Mass Flow Rate | Daily |  | kg/s
1292 | 11901 | Avg | System | HVAC System | 3NP:OFF3 PTAC RETURN | System Node Mass Flow Rate | Monthly |  | kg/s
1293 | 11902 | Avg | System | HVAC System | AIR LOOP ZONE SPLITTER OUTLET NODE 4 | System Node Temperature | Hourly |  | C
1294 | 11903 | Avg | System | HVAC System | AIR LOOP ZONE SPLITTER OUTLET NODE 4 | System Node Temperature | Daily |  | C
1295 | 11904 | Avg | System | HVAC System | AIR LOOP ZONE SPLITTER OUTLET NODE 4 | System Node Temperature | Monthly |  | C
1296 | 11905 | Avg | System | HVAC System | AIR LOOP ZONE SPLITTER OUTLET NODE 4 | System Node Mass Flow Rate | Hourly |  | kg/s
1297 | 11906 | Avg | System | HVAC System | AIR LOOP ZONE SPLITTER OUTLET NODE 4 | System Node Mass Flow Rate | Daily |  | kg/s
1298 | 11907 | Avg | System | HVAC System | AIR LOOP ZONE SPLITTER OUTLET NODE 4 | System Node Mass Flow Rate | Monthly |  | kg/s
1299 | 11908 | Avg | System | HVAC System | 3NP:OFF4 PTAC SUPPLY INLET | System Node Temperature | Hourly |  | C
1300 | 11909 | Avg | System | HVAC System | 3NP:OFF4 PTAC SUPPLY INLET | System Node Temperature | Daily |  | C
1301 | 11910 | Avg | System | HVAC System | 3NP:OFF4 PTAC SUPPLY INLET | System Node Temperature | Monthly |  | C
1302 | 11911 | Avg | System | HVAC System | 3NP:OFF4 PTAC SUPPLY INLET | System Node Mass Flow Rate | Hourly |  | kg/s
1303 | 11912 | Avg | System | HVAC System | 3NP:OFF4 PTAC SUPPLY INLET | System Node Mass Flow Rate | Daily |  | kg/s
1304 | 11913 | Avg | System | HVAC System | 3NP:OFF4 PTAC SUPPLY INLET | System Node Mass Flow Rate | Monthly |  | kg/s
1305 | 11914 | Avg | System | HVAC System | 3NP:OFF4 PTAC RETURN | System Node Temperature | Hourly |  | C
1306 | 11915 | Avg | System | HVAC System | 3NP:OFF4 PTAC RETURN | System Node Temperature | Daily |  | C
1307 | 11916 | Avg | System | HVAC System | 3NP:OFF4 PTAC RETURN | System Node Temperature | Monthly |  | C
1308 | 11917 | Avg | System | HVAC System | 3NP:OFF4 PTAC RETURN | System Node Mass Flow Rate | Hourly |  | kg/s
1309 | 11918 | Avg | System | HVAC System | 3NP:OFF4 PTAC RETURN | System Node Mass Flow Rate | Daily |  | kg/s
1310 | 11919 | Avg | System | HVAC System | 3NP:OFF4 PTAC RETURN | System Node Mass Flow Rate | Monthly |  | kg/s
1311 | 11920 | Avg | System | HVAC System | AIR LOOP ZONE SPLITTER OUTLET NODE 5 | System Node Temperature | Hourly |  | C
1312 | 11921 | Avg | System | HVAC System | AIR LOOP ZONE SPLITTER OUTLET NODE 5 | System Node Temperature | Daily |  | C
1313 | 11922 | Avg | System | HVAC System | AIR LOOP ZONE SPLITTER OUTLET NODE 5 | System Node Temperature | Monthly |  | C
1314 | 11923 | Avg | System | HVAC System | AIR LOOP ZONE SPLITTER OUTLET NODE 5 | System Node Mass Flow Rate | Hourly |  | kg/s
1315 | 11924 | Avg | System | HVAC System | AIR LOOP ZONE SPLITTER OUTLET NODE 5 | System Node Mass Flow Rate | Daily |  | kg/s
1316 | 11925 | Avg | System | HVAC System | AIR LOOP ZONE SPLITTER OUTLET NODE 5 | System Node Mass Flow Rate | Monthly |  | kg/s
1317 | 11926 | Avg | System | HVAC System | 3NP:OFF5 PTAC SUPPLY INLET | System Node Temperature | Hourly |  | C
1318 | 11927 | Avg | System | HVAC System | 3NP:OFF5 PTAC SUPPLY INLET | System Node Temperature | Daily |  | C
1319 | 11928 | Avg | System | HVAC System | 3NP:OFF5 PTAC SUPPLY INLET | System Node Temperature | Monthly |  | C
1320 | 11929 | Avg | System | HVAC System | 3NP:OFF5 PTAC SUPPLY INLET | System Node Mass Flow Rate | Hourly |  | kg/s
1321 | 11930 | Avg | System | HVAC System | 3NP:OFF5 PTAC SUPPLY INLET | System Node Mass Flow Rate | Daily |  | kg/s
1322 | 11931 | Avg | System | HVAC System | 3NP:OFF5 PTAC SUPPLY INLET | System Node Mass Flow Rate | Monthly |  | kg/s
1323 | 11932 | Avg | System | HVAC System | 3NP:OFF5 PTAC RETURN | System Node Temperature | Hourly |  | C
1324 | 11933 | Avg | System | HVAC System | 3NP:OFF5 PTAC RETURN | System Node Temperature | Daily |  | C
1325 | 11934 | Avg | System | HVAC System | 3NP:OFF5 PTAC RETURN | System Node Temperature | Monthly |  | C
1326 | 11935 | Avg | System | HVAC System | 3NP:OFF5 PTAC RETURN | System Node Mass Flow Rate | Hourly |  | kg/s
1327 | 11936 | Avg | System | HVAC System | 3NP:OFF5 PTAC RETURN | System Node Mass Flow Rate | Daily |  | kg/s
1328 | 11937 | Avg | System | HVAC System | 3NP:OFF5 PTAC RETURN | System Node Mass Flow Rate | Monthly |  | kg/s
1329 | 11938 | Avg | System | HVAC System | AIR LOOP ZONE SPLITTER OUTLET NODE 6 | System Node Temperature | Hourly |  | C
1330 | 11939 | Avg | System | HVAC System | AIR LOOP ZONE SPLITTER OUTLET NODE 6 | System Node Temperature | Daily |  | C
1331 | 11940 | Avg | System | HVAC System | AIR LOOP ZONE SPLITTER OUTLET NODE 6 | System Node Temperature | Monthly |  | C
1332 | 11941 | Avg | System | HVAC System | AIR LOOP ZONE SPLITTER OUTLET NODE 6 | System Node Mass Flow Rate | Hourly |  | kg/s
1333 | 11942 | Avg | System | HVAC System | AIR LOOP ZONE SPLITTER OUTLET NODE 6 | System Node Mass Flow Rate | Daily |  | kg/s
1334 | 11943 | Avg | System | HVAC System | AIR LOOP ZONE SPLITTER OUTLET NODE 6 | System Node Mass Flow Rate | Monthly |  | kg/s
1335 | 11944 | Avg | System | HVAC System | 3NP:OFF6 PTAC SUPPLY INLET | System Node Temperature | Hourly |  | C
1336 | 11945 | Avg | System | HVAC System | 3NP:OFF6 PTAC SUPPLY INLET | System Node Temperature | Daily |  | C
1337 | 11946 | Avg | System | HVAC System | 3NP:OFF6 PTAC SUPPLY INLET | System Node Temperature | Monthly |  | C
1338 | 11947 | Avg | System | HVAC System | 3NP:OFF6 PTAC SUPPLY INLET | System Node Mass Flow Rate | Hourly |  | kg/s
1339 | 11948 | Avg | System | HVAC System | 3NP:OFF6 PTAC SUPPLY INLET | System Node Mass Flow Rate | Daily |  | kg/s
1340 | 11949 | Avg | System | HVAC System | 3NP:OFF6 PTAC SUPPLY INLET | System Node Mass Flow Rate | Monthly |  | kg/s
1341 | 11950 | Avg | System | HVAC System | 3NP:OFF6 PTAC RETURN | System Node Temperature | Hourly |  | C
1342 | 11951 | Avg | System | HVAC System | 3NP:OFF6 PTAC RETURN | System Node Temperature | Daily |  | C
1343 | 11952 | Avg | System | HVAC System | 3NP:OFF6 PTAC RETURN | System Node Temperature | Monthly |  | C
1344 | 11953 | Avg | System | HVAC System | 3NP:OFF6 PTAC RETURN | System Node Mass Flow Rate | Hourly |  | kg/s
1345 | 11954 | Avg | System | HVAC System | 3NP:OFF6 PTAC RETURN | System Node Mass Flow Rate | Daily |  | kg/s
1346 | 11955 | Avg | System | HVAC System | 3NP:OFF6 PTAC RETURN | System Node Mass Flow Rate | Monthly |  | kg/s
1347 | 11956 | Avg | System | HVAC System | AIR LOOP ZONE SPLITTER OUTLET NODE 7 | System Node Temperature | Hourly |  | C
1348 | 11957 | Avg | System | HVAC System | AIR LOOP ZONE SPLITTER OUTLET NODE 7 | System Node Temperature | Daily |  | C
1349 | 11958 | Avg | System | HVAC System | AIR LOOP ZONE SPLITTER OUTLET NODE 7 | System Node Temperature | Monthly |  | C
1350 | 11959 | Avg | System | HVAC System | AIR LOOP ZONE SPLITTER OUTLET NODE 7 | System Node Mass Flow Rate | Hourly |  | kg/s
1351 | 11960 | Avg | System | HVAC System | AIR LOOP ZONE SPLITTER OUTLET NODE 7 | System Node Mass Flow Rate | Daily |  | kg/s
1352 | 11961 | Avg | System | HVAC System | AIR LOOP ZONE SPLITTER OUTLET NODE 7 | System Node Mass Flow Rate | Monthly |  | kg/s
1353 | 11962 | Avg | System | HVAC System | 3NP:OFF7 PTAC SUPPLY INLET | System Node Temperature | Hourly |  | C
1354 | 11963 | Avg | System | HVAC System | 3NP:OFF7 PTAC SUPPLY INLET | System Node Temperature | Daily |  | C
1355 | 11964 | Avg | System | HVAC System | 3NP:OFF7 PTAC SUPPLY INLET | System Node Temperature | Monthly |  | C
1356 | 11965 | Avg | System | HVAC System | 3NP:OFF7 PTAC SUPPLY INLET | System Node Mass Flow Rate | Hourly |  | kg/s
1357 | 11966 | Avg | System | HVAC System | 3NP:OFF7 PTAC SUPPLY INLET | System Node Mass Flow Rate | Daily |  | kg/s
1358 | 11967 | Avg | System | HVAC System | 3NP:OFF7 PTAC SUPPLY INLET | System Node Mass Flow Rate | Monthly |  | kg/s
1359 | 11968 | Avg | System | HVAC System | 3NP:OFF7 PTAC RETURN | System Node Temperature | Hourly |  | C
1360 | 11969 | Avg | System | HVAC System | 3NP:OFF7 PTAC RETURN | System Node Temperature | Daily |  | C
1361 | 11970 | Avg | System | HVAC System | 3NP:OFF7 PTAC RETURN | System Node Temperature | Monthly |  | C
1362 | 11971 | Avg | System | HVAC System | 3NP:OFF7 PTAC RETURN | System Node Mass Flow Rate | Hourly |  | kg/s
1363 | 11972 | Avg | System | HVAC System | 3NP:OFF7 PTAC RETURN | System Node Mass Flow Rate | Daily |  | kg/s
1364 | 11973 | Avg | System | HVAC System | 3NP:OFF7 PTAC RETURN | System Node Mass Flow Rate | Monthly |  | kg/s
1365 | 11974 | Avg | System | HVAC System | AIR LOOP ZONE SPLITTER OUTLET NODE 8 | System Node Temperature | Hourly |  | C
1366 | 11975 | Avg | System | HVAC System | AIR LOOP ZONE SPLITTER OUTLET NODE 8 | System Node Temperature | Daily |  | C
1367 | 11976 | Avg | System | HVAC System | AIR LOOP ZONE SPLITTER OUTLET NODE 8 | System Node Temperature | Monthly |  | C
1368 | 11977 | Avg | System | HVAC System | AIR LOOP ZONE SPLITTER OUTLET NODE 8 | System Node Mass Flow Rate | Hourly |  | kg/s
1369 | 11978 | Avg | System | HVAC System | AIR LOOP ZONE SPLITTER OUTLET NODE 8 | System Node Mass Flow Rate | Daily |  | kg/s
1370 | 11979 | Avg | System | HVAC System | AIR LOOP ZONE SPLITTER OUTLET NODE 8 | System Node Mass Flow Rate | Monthly |  | kg/s
1371 | 11980 | Avg | System | HVAC System | 3NP:OFF PTAC SUPPLY INLET | System Node Temperature | Hourly |  | C
1372 | 11981 | Avg | System | HVAC System | 3NP:OFF PTAC SUPPLY INLET | System Node Temperature | Daily |  | C
1373 | 11982 | Avg | System | HVAC System | 3NP:OFF PTAC SUPPLY INLET | System Node Temperature | Monthly |  | C
1374 | 11983 | Avg | System | HVAC System | 3NP:OFF PTAC SUPPLY INLET | System Node Mass Flow Rate | Hourly |  | kg/s
1375 | 11984 | Avg | System | HVAC System | 3NP:OFF PTAC SUPPLY INLET | System Node Mass Flow Rate | Daily |  | kg/s
1376 | 11985 | Avg | System | HVAC System | 3NP:OFF PTAC SUPPLY INLET | System Node Mass Flow Rate | Monthly |  | kg/s
1377 | 11986 | Avg | System | HVAC System | 3NP:OFF PTAC RETURN | System Node Temperature | Hourly |  | C
1378 | 11987 | Avg | System | HVAC System | 3NP:OFF PTAC RETURN | System Node Temperature | Daily |  | C
1379 | 11988 | Avg | System | HVAC System | 3NP:OFF PTAC RETURN | System Node Temperature | Monthly |  | C
1380 | 11989 | Avg | System | HVAC System | 3NP:OFF PTAC RETURN | System Node Mass Flow Rate | Hourly |  | kg/s
1381 | 11990 | Avg | System | HVAC System | 3NP:OFF PTAC RETURN | System Node Mass Flow Rate | Daily |  | kg/s
1382 | 11991 | Avg | System | HVAC System | 3NP:OFF PTAC RETURN | System Node Mass Flow Rate | Monthly |  | kg/s
1383 | 11992 | Avg | System | HVAC System | AIR LOOP ZONE SPLITTER OUTLET NODE 9 | System Node Temperature | Hourly |  | C
1384 | 11993 | Avg | System | HVAC System | AIR LOOP ZONE SPLITTER OUTLET NODE 9 | System Node Temperature | Daily |  | C
1385 | 11994 | Avg | System | HVAC System | AIR LOOP ZONE SPLITTER OUTLET NODE 9 | System Node Temperature | Monthly |  | C
1386 | 11995 | Avg | System | HVAC System | AIR LOOP ZONE SPLITTER OUTLET NODE 9 | System Node Mass Flow Rate | Hourly |  | kg/s
1387 | 11996 | Avg | System | HVAC System | AIR LOOP ZONE SPLITTER OUTLET NODE 9 | System Node Mass Flow Rate | Daily |  | kg/s
1388 | 11997 | Avg | System | HVAC System | AIR LOOP ZONE SPLITTER OUTLET NODE 9 | System Node Mass Flow Rate | Monthly |  | kg/s
1389 | 11998 | Avg | System | HVAC System | 4NP:OFF1 PTAC SUPPLY INLET | System Node Temperature | Hourly |  | C
1390 | 11999 | Avg | System | HVAC System | 4NP:OFF1 PTAC SUPPLY INLET | System Node Temperature | Daily |  | C
1391 | 12000 | Avg | System | HVAC System | 4NP:OFF1 PTAC SUPPLY INLET | System Node Temperature | Monthly |  | C
1392 | 12001 | Avg | System | HVAC System | 4NP:OFF1 PTAC SUPPLY INLET | System Node Mass Flow Rate | Hourly |  | kg/s
1393 | 12002 | Avg | System | HVAC System | 4NP:OFF1 PTAC SUPPLY INLET | System Node Mass Flow Rate | Daily |  | kg/s
1394 | 12003 | Avg | System | HVAC System | 4NP:OFF1 PTAC SUPPLY INLET | System Node Mass Flow Rate | Monthly |  | kg/s
1395 | 12004 | Avg | System | HVAC System | 4NP:OFF1 PTAC RETURN | System Node Temperature | Hourly |  | C
1396 | 12005 | Avg | System | HVAC System | 4NP:OFF1 PTAC RETURN | System Node Temperature | Daily |  | C
1397 | 12006 | Avg | System | HVAC System | 4NP:OFF1 PTAC RETURN | System Node Temperature | Monthly |  | C
1398 | 12007 | Avg | System | HVAC System | 4NP:OFF1 PTAC RETURN | System Node Mass Flow Rate | Hourly |  | kg/s
1399 | 12008 | Avg | System | HVAC System | 4NP:OFF1 PTAC RETURN | System Node Mass Flow Rate | Daily |  | kg/s
1400 | 12009 | Avg | System | HVAC System | 4NP:OFF1 PTAC RETURN | System Node Mass Flow Rate | Monthly |  | kg/s
1401 | 12010 | Avg | System | HVAC System | AIR LOOP ZONE SPLITTER OUTLET NODE 10 | System Node Temperature | Hourly |  | C
1402 | 12011 | Avg | System | HVAC System | AIR LOOP ZONE SPLITTER OUTLET NODE 10 | System Node Temperature | Daily |  | C
1403 | 12012 | Avg | System | HVAC System | AIR LOOP ZONE SPLITTER OUTLET NODE 10 | System Node Temperature | Monthly |  | C
1404 | 12013 | Avg | System | HVAC System | AIR LOOP ZONE SPLITTER OUTLET NODE 10 | System Node Mass Flow Rate | Hourly |  | kg/s
1405 | 12014 | Avg | System | HVAC System | AIR LOOP ZONE SPLITTER OUTLET NODE 10 | System Node Mass Flow Rate | Daily |  | kg/s
1406 | 12015 | Avg | System | HVAC System | AIR LOOP ZONE SPLITTER OUTLET NODE 10 | System Node Mass Flow Rate | Monthly |  | kg/s
1407 | 12016 | Avg | System | HVAC System | 4NP:OFF2 PTAC SUPPLY INLET | System Node Temperature | Hourly |  | C
1408 | 12017 | Avg | System | HVAC System | 4NP:OFF2 PTAC SUPPLY INLET | System Node Temperature | Daily |  | C
1409 | 12018 | Avg | System | HVAC System | 4NP:OFF2 PTAC SUPPLY INLET | System Node Temperature | Monthly |  | C
1410 | 12019 | Avg | System | HVAC System | 4NP:OFF2 PTAC SUPPLY INLET | System Node Mass Flow Rate | Hourly |  | kg/s
1411 | 12020 | Avg | System | HVAC System | 4NP:OFF2 PTAC SUPPLY INLET | System Node Mass Flow Rate | Daily |  | kg/s
1412 | 12021 | Avg | System | HVAC System | 4NP:OFF2 PTAC SUPPLY INLET | System Node Mass Flow Rate | Monthly |  | kg/s
1413 | 12022 | Avg | System | HVAC System | 4NP:OFF2 PTAC RETURN | System Node Temperature | Hourly |  | C
1414 | 12023 | Avg | System | HVAC System | 4NP:OFF2 PTAC RETURN | System Node Temperature | Daily |  | C
1415 | 12024 | Avg | System | HVAC System | 4NP:OFF2 PTAC RETURN | System Node Temperature | Monthly |  | C
1416 | 12025 | Avg | System | HVAC System | 4NP:OFF2 PTAC RETURN | System Node Mass Flow Rate | Hourly |  | kg/s
1417 | 12026 | Avg | System | HVAC System | 4NP:OFF2 PTAC RETURN | System Node Mass Flow Rate | Daily |  | kg/s
1418 | 12027 | Avg | System | HVAC System | 4NP:OFF2 PTAC RETURN | System Node Mass Flow Rate | Monthly |  | kg/s
1419 | 12028 | Avg | System | HVAC System | AIR LOOP ZONE SPLITTER OUTLET NODE 11 | System Node Temperature | Hourly |  | C
1420 | 12029 | Avg | System | HVAC System | AIR LOOP ZONE SPLITTER OUTLET NODE 11 | System Node Temperature | Daily |  | C
1421 | 12030 | Avg | System | HVAC System | AIR LOOP ZONE SPLITTER OUTLET NODE 11 | System Node Temperature | Monthly |  | C
1422 | 12031 | Avg | System | HVAC System | AIR LOOP ZONE SPLITTER OUTLET NODE 11 | System Node Mass Flow Rate | Hourly |  | kg/s
1423 | 12032 | Avg | System | HVAC System | AIR LOOP ZONE SPLITTER OUTLET NODE 11 | System Node Mass Flow Rate | Daily |  | kg/s
1424 | 12033 | Avg | System | HVAC System | AIR LOOP ZONE SPLITTER OUTLET NODE 11 | System Node Mass Flow Rate | Monthly |  | kg/s
1425 | 12034 | Avg | System | HVAC System | 4NP:OFF3 PTAC SUPPLY INLET | System Node Temperature | Hourly |  | C
1426 | 12035 | Avg | System | HVAC System | 4NP:OFF3 PTAC SUPPLY INLET | System Node Temperature | Daily |  | C
1427 | 12036 | Avg | System | HVAC System | 4NP:OFF3 PTAC SUPPLY INLET | System Node Temperature | Monthly |  | C
1428 | 12037 | Avg | System | HVAC System | 4NP:OFF3 PTAC SUPPLY INLET | System Node Mass Flow Rate | Hourly |  | kg/s
1429 | 12038 | Avg | System | HVAC System | 4NP:OFF3 PTAC SUPPLY INLET | System Node Mass Flow Rate | Daily |  | kg/s
1430 | 12039 | Avg | System | HVAC System | 4NP:OFF3 PTAC SUPPLY INLET | System Node Mass Flow Rate | Monthly |  | kg/s
1431 | 12040 | Avg | System | HVAC System | 4NP:OFF3 PTAC RETURN | System Node Temperature | Hourly |  | C
1432 | 12041 | Avg | System | HVAC System | 4NP:OFF3 PTAC RETURN | System Node Temperature | Daily |  | C
1433 | 12042 | Avg | System | HVAC System | 4NP:OFF3 PTAC RETURN | System Node Temperature | Monthly |  | C
1434 | 12043 | Avg | System | HVAC System | 4NP:OFF3 PTAC RETURN | System Node Mass Flow Rate | Hourly |  | kg/s
1435 | 12044 | Avg | System | HVAC System | 4NP:OFF3 PTAC RETURN | System Node Mass Flow Rate | Daily |  | kg/s
1436 | 12045 | Avg | System | HVAC System | 4NP:OFF3 PTAC RETURN | System Node Mass Flow Rate | Monthly |  | kg/s
1437 | 12046 | Avg | System | HVAC System | AIR LOOP ZONE SPLITTER OUTLET NODE 12 | System Node Temperature | Hourly |  | C
1438 | 12047 | Avg | System | HVAC System | AIR LOOP ZONE SPLITTER OUTLET NODE 12 | System Node Temperature | Daily |  | C
1439 | 12048 | Avg | System | HVAC System | AIR LOOP ZONE SPLITTER OUTLET NODE 12 | System Node Temperature | Monthly |  | C
1440 | 12049 | Avg | System | HVAC System | AIR LOOP ZONE SPLITTER OUTLET NODE 12 | System Node Mass Flow Rate | Hourly |  | kg/s
1441 | 12050 | Avg | System | HVAC System | AIR LOOP ZONE SPLITTER OUTLET NODE 12 | System Node Mass Flow Rate | Daily |  | kg/s
1442 | 12051 | Avg | System | HVAC System | AIR LOOP ZONE SPLITTER OUTLET NODE 12 | System Node Mass Flow Rate | Monthly |  | kg/s
1443 | 12052 | Avg | System | HVAC System | 4NP:OFF4 PTAC SUPPLY INLET | System Node Temperature | Hourly |  | C
1444 | 12053 | Avg | System | HVAC System | 4NP:OFF4 PTAC SUPPLY INLET | System Node Temperature | Daily |  | C
1445 | 12054 | Avg | System | HVAC System | 4NP:OFF4 PTAC SUPPLY INLET | System Node Temperature | Monthly |  | C
1446 | 12055 | Avg | System | HVAC System | 4NP:OFF4 PTAC SUPPLY INLET | System Node Mass Flow Rate | Hourly |  | kg/s
1447 | 12056 | Avg | System | HVAC System | 4NP:OFF4 PTAC SUPPLY INLET | System Node Mass Flow Rate | Daily |  | kg/s
1448 | 12057 | Avg | System | HVAC System | 4NP:OFF4 PTAC SUPPLY INLET | System Node Mass Flow Rate | Monthly |  | kg/s
1449 | 12058 | Avg | System | HVAC System | 4NP:OFF4 PTAC RETURN | System Node Temperature | Hourly |  | C
1450 | 12059 | Avg | System | HVAC System | 4NP:OFF4 PTAC RETURN | System Node Temperature | Daily |  | C
1451 | 12060 | Avg | System | HVAC System | 4NP:OFF4 PTAC RETURN | System Node Temperature | Monthly |  | C
1452 | 12061 | Avg | System | HVAC System | 4NP:OFF4 PTAC RETURN | System Node Mass Flow Rate | Hourly |  | kg/s
1453 | 12062 | Avg | System | HVAC System | 4NP:OFF4 PTAC RETURN | System Node Mass Flow Rate | Daily |  | kg/s
1454 | 12063 | Avg | System | HVAC System | 4NP:OFF4 PTAC RETURN | System Node Mass Flow Rate | Monthly |  | kg/s
1455 | 12064 | Avg | System | HVAC System | AIR LOOP ZONE SPLITTER OUTLET NODE 13 | System Node Temperature | Hourly |  | C
1456 | 12065 | Avg | System | HVAC System | AIR LOOP ZONE SPLITTER OUTLET NODE 13 | System Node Temperature | Daily |  | C
1457 | 12066 | Avg | System | HVAC System | AIR LOOP ZONE SPLITTER OUTLET NODE 13 | System Node Temperature | Monthly |  | C
1458 | 12067 | Avg | System | HVAC System | AIR LOOP ZONE SPLITTER OUTLET NODE 13 | System Node Mass Flow Rate | Hourly |  | kg/s
1459 | 12068 | Avg | System | HVAC System | AIR LOOP ZONE SPLITTER OUTLET NODE 13 | System Node Mass Flow Rate | Daily |  | kg/s
1460 | 12069 | Avg | System | HVAC System | AIR LOOP ZONE SPLITTER OUTLET NODE 13 | System Node Mass Flow Rate | Monthly |  | kg/s
1461 | 12070 | Avg | System | HVAC System | 4NP:OFFICE PTAC SUPPLY INLET | System Node Temperature | Hourly |  | C
1462 | 12071 | Avg | System | HVAC System | 4NP:OFFICE PTAC SUPPLY INLET | System Node Temperature | Daily |  | C
1463 | 12072 | Avg | System | HVAC System | 4NP:OFFICE PTAC SUPPLY INLET | System Node Temperature | Monthly |  | C
1464 | 12073 | Avg | System | HVAC System | 4NP:OFFICE PTAC SUPPLY INLET | System Node Mass Flow Rate | Hourly |  | kg/s
1465 | 12074 | Avg | System | HVAC System | 4NP:OFFICE PTAC SUPPLY INLET | System Node Mass Flow Rate | Daily |  | kg/s
1466 | 12075 | Avg | System | HVAC System | 4NP:OFFICE PTAC SUPPLY INLET | System Node Mass Flow Rate | Monthly |  | kg/s
1467 | 12076 | Avg | System | HVAC System | 4NP:OFFICE PTAC RETURN | System Node Temperature | Hourly |  | C
1468 | 12077 | Avg | System | HVAC System | 4NP:OFFICE PTAC RETURN | System Node Temperature | Daily |  | C
1469 | 12078 | Avg | System | HVAC System | 4NP:OFFICE PTAC RETURN | System Node Temperature | Monthly |  | C
1470 | 12079 | Avg | System | HVAC System | 4NP:OFFICE PTAC RETURN | System Node Mass Flow Rate | Hourly |  | kg/s
1471 | 12080 | Avg | System | HVAC System | 4NP:OFFICE PTAC RETURN | System Node Mass Flow Rate | Daily |  | kg/s
1472 | 12081 | Avg | System | HVAC System | 4NP:OFFICE PTAC RETURN | System Node Mass Flow Rate | Monthly |  | kg/s
1473 | 12082 | Avg | System | HVAC System | AIR LOOP ZONE SPLITTER OUTLET NODE 14 | System Node Temperature | Hourly |  | C
1474 | 12083 | Avg | System | HVAC System | AIR LOOP ZONE SPLITTER OUTLET NODE 14 | System Node Temperature | Daily |  | C
1475 | 12084 | Avg | System | HVAC System | AIR LOOP ZONE SPLITTER OUTLET NODE 14 | System Node Temperature | Monthly |  | C
1476 | 12085 | Avg | System | HVAC System | AIR LOOP ZONE SPLITTER OUTLET NODE 14 | System Node Mass Flow Rate | Hourly |  | kg/s
1477 | 12086 | Avg | System | HVAC System | AIR LOOP ZONE SPLITTER OUTLET NODE 14 | System Node Mass Flow Rate | Daily |  | kg/s
1478 | 12087 | Avg | System | HVAC System | AIR LOOP ZONE SPLITTER OUTLET NODE 14 | System Node Mass Flow Rate | Monthly |  | kg/s
1479 | 12088 | Avg | System | HVAC System | 4NP:OFF5 PTAC SUPPLY INLET | System Node Temperature | Hourly |  | C
1480 | 12089 | Avg | System | HVAC System | 4NP:OFF5 PTAC SUPPLY INLET | System Node Temperature | Daily |  | C
1481 | 12090 | Avg | System | HVAC System | 4NP:OFF5 PTAC SUPPLY INLET | System Node Temperature | Monthly |  | C
1482 | 12091 | Avg | System | HVAC System | 4NP:OFF5 PTAC SUPPLY INLET | System Node Mass Flow Rate | Hourly |  | kg/s
1483 | 12092 | Avg | System | HVAC System | 4NP:OFF5 PTAC SUPPLY INLET | System Node Mass Flow Rate | Daily |  | kg/s
1484 | 12093 | Avg | System | HVAC System | 4NP:OFF5 PTAC SUPPLY INLET | System Node Mass Flow Rate | Monthly |  | kg/s
1485 | 12094 | Avg | System | HVAC System | 4NP:OFF5 PTAC RETURN | System Node Temperature | Hourly |  | C
1486 | 12095 | Avg | System | HVAC System | 4NP:OFF5 PTAC RETURN | System Node Temperature | Daily |  | C
1487 | 12096 | Avg | System | HVAC System | 4NP:OFF5 PTAC RETURN | System Node Temperature | Monthly |  | C
1488 | 12097 | Avg | System | HVAC System | 4NP:OFF5 PTAC RETURN | System Node Mass Flow Rate | Hourly |  | kg/s
1489 | 12098 | Avg | System | HVAC System | 4NP:OFF5 PTAC RETURN | System Node Mass Flow Rate | Daily |  | kg/s
1490 | 12099 | Avg | System | HVAC System | 4NP:OFF5 PTAC RETURN | System Node Mass Flow Rate | Monthly |  | kg/s
1491 | 12100 | Avg | System | HVAC System | AIR LOOP ZONE SPLITTER OUTLET NODE 15 | System Node Temperature | Hourly |  | C
1492 | 12101 | Avg | System | HVAC System | AIR LOOP ZONE SPLITTER OUTLET NODE 15 | System Node Temperature | Daily |  | C
1493 | 12102 | Avg | System | HVAC System | AIR LOOP ZONE SPLITTER OUTLET NODE 15 | System Node Temperature | Monthly |  | C
1494 | 12103 | Avg | System | HVAC System | AIR LOOP ZONE SPLITTER OUTLET NODE 15 | System Node Mass Flow Rate | Hourly |  | kg/s
1495 | 12104 | Avg | System | HVAC System | AIR LOOP ZONE SPLITTER OUTLET NODE 15 | System Node Mass Flow Rate | Daily |  | kg/s
1496 | 12105 | Avg | System | HVAC System | AIR LOOP ZONE SPLITTER OUTLET NODE 15 | System Node Mass Flow Rate | Monthly |  | kg/s
1497 | 12106 | Avg | System | HVAC System | 4NP:OFF6 PTAC SUPPLY INLET | System Node Temperature | Hourly |  | C
1498 | 12107 | Avg | System | HVAC System | 4NP:OFF6 PTAC SUPPLY INLET | System Node Temperature | Daily |  | C
1499 | 12108 | Avg | System | HVAC System | 4NP:OFF6 PTAC SUPPLY INLET | System Node Temperature | Monthly |  | C
1500 | 12109 | Avg | System | HVAC System | 4NP:OFF6 PTAC SUPPLY INLET | System Node Mass Flow Rate | Hourly |  | kg/s
1501 | 12110 | Avg | System | HVAC System | 4NP:OFF6 PTAC SUPPLY INLET | System Node Mass Flow Rate | Daily |  | kg/s
1502 | 12111 | Avg | System | HVAC System | 4NP:OFF6 PTAC SUPPLY INLET | System Node Mass Flow Rate | Monthly |  | kg/s
1503 | 12112 | Avg | System | HVAC System | 4NP:OFF6 PTAC RETURN | System Node Temperature | Hourly |  | C
1504 | 12113 | Avg | System | HVAC System | 4NP:OFF6 PTAC RETURN | System Node Temperature | Daily |  | C
1505 | 12114 | Avg | System | HVAC System | 4NP:OFF6 PTAC RETURN | System Node Temperature | Monthly |  | C
1506 | 12115 | Avg | System | HVAC System | 4NP:OFF6 PTAC RETURN | System Node Mass Flow Rate | Hourly |  | kg/s
1507 | 12116 | Avg | System | HVAC System | 4NP:OFF6 PTAC RETURN | System Node Mass Flow Rate | Daily |  | kg/s
1508 | 12117 | Avg | System | HVAC System | 4NP:OFF6 PTAC RETURN | System Node Mass Flow Rate | Monthly |  | kg/s
1509 | 12118 | Avg | System | HVAC System | AIR LOOP ZONE SPLITTER OUTLET NODE 16 | System Node Temperature | Hourly |  | C
1510 | 12119 | Avg | System | HVAC System | AIR LOOP ZONE SPLITTER OUTLET NODE 16 | System Node Temperature | Daily |  | C
1511 | 12120 | Avg | System | HVAC System | AIR LOOP ZONE SPLITTER OUTLET NODE 16 | System Node Temperature | Monthly |  | C
1512 | 12121 | Avg | System | HVAC System | AIR LOOP ZONE SPLITTER OUTLET NODE 16 | System Node Mass Flow Rate | Hourly |  | kg/s
1513 | 12122 | Avg | System | HVAC System | AIR LOOP ZONE SPLITTER OUTLET NODE 16 | System Node Mass Flow Rate | Daily |  | kg/s
1514 | 12123 | Avg | System | HVAC System | AIR LOOP ZONE SPLITTER OUTLET NODE 16 | System Node Mass Flow Rate | Monthly |  | kg/s
1515 | 12124 | Avg | System | HVAC System | 4NP:OFF7 PTAC SUPPLY INLET | System Node Temperature | Hourly |  | C
1516 | 12125 | Avg | System | HVAC System | 4NP:OFF7 PTAC SUPPLY INLET | System Node Temperature | Daily |  | C
1517 | 12126 | Avg | System | HVAC System | 4NP:OFF7 PTAC SUPPLY INLET | System Node Temperature | Monthly |  | C
1518 | 12127 | Avg | System | HVAC System | 4NP:OFF7 PTAC SUPPLY INLET | System Node Mass Flow Rate | Hourly |  | kg/s
1519 | 12128 | Avg | System | HVAC System | 4NP:OFF7 PTAC SUPPLY INLET | System Node Mass Flow Rate | Daily |  | kg/s
1520 | 12129 | Avg | System | HVAC System | 4NP:OFF7 PTAC SUPPLY INLET | System Node Mass Flow Rate | Monthly |  | kg/s
1521 | 12130 | Avg | System | HVAC System | 4NP:OFF7 PTAC RETURN | System Node Temperature | Hourly |  | C
1522 | 12131 | Avg | System | HVAC System | 4NP:OFF7 PTAC RETURN | System Node Temperature | Daily |  | C
1523 | 12132 | Avg | System | HVAC System | 4NP:OFF7 PTAC RETURN | System Node Temperature | Monthly |  | C
1524 | 12133 | Avg | System | HVAC System | 4NP:OFF7 PTAC RETURN | System Node Mass Flow Rate | Hourly |  | kg/s
1525 | 12134 | Avg | System | HVAC System | 4NP:OFF7 PTAC RETURN | System Node Mass Flow Rate | Daily |  | kg/s
1526 | 12135 | Avg | System | HVAC System | 4NP:OFF7 PTAC RETURN | System Node Mass Flow Rate | Monthly |  | kg/s
1527 | 12136 | Avg | System | HVAC System | AIR LOOP ZONE SPLITTER OUTLET NODE 17 | System Node Temperature | Hourly |  | C
1528 | 12137 | Avg | System | HVAC System | AIR LOOP ZONE SPLITTER OUTLET NODE 17 | System Node Temperature | Daily |  | C
1529 | 12138 | Avg | System | HVAC System | AIR LOOP ZONE SPLITTER OUTLET NODE 17 | System Node Temperature | Monthly |  | C
1530 | 12139 | Avg | System | HVAC System | AIR LOOP ZONE SPLITTER OUTLET NODE 17 | System Node Mass Flow Rate | Hourly |  | kg/s
1531 | 12140 | Avg | System | HVAC System | AIR LOOP ZONE SPLITTER OUTLET NODE 17 | System Node Mass Flow Rate | Daily |  | kg/s
1532 | 12141 | Avg | System | HVAC System | AIR LOOP ZONE SPLITTER OUTLET NODE 17 | System Node Mass Flow Rate | Monthly |  | kg/s
1533 | 12142 | Avg | System | HVAC System | 4NP:OFF8 PTAC SUPPLY INLET | System Node Temperature | Hourly |  | C
1534 | 12143 | Avg | System | HVAC System | 4NP:OFF8 PTAC SUPPLY INLET | System Node Temperature | Daily |  | C
1535 | 12144 | Avg | System | HVAC System | 4NP:OFF8 PTAC SUPPLY INLET | System Node Temperature | Monthly |  | C
1536 | 12145 | Avg | System | HVAC System | 4NP:OFF8 PTAC SUPPLY INLET | System Node Mass Flow Rate | Hourly |  | kg/s
1537 | 12146 | Avg | System | HVAC System | 4NP:OFF8 PTAC SUPPLY INLET | System Node Mass Flow Rate | Daily |  | kg/s
1538 | 12147 | Avg | System | HVAC System | 4NP:OFF8 PTAC SUPPLY INLET | System Node Mass Flow Rate | Monthly |  | kg/s
1539 | 12148 | Avg | System | HVAC System | 4NP:OFF8 PTAC RETURN | System Node Temperature | Hourly |  | C
1540 | 12149 | Avg | System | HVAC System | 4NP:OFF8 PTAC RETURN | System Node Temperature | Daily |  | C
1541 | 12150 | Avg | System | HVAC System | 4NP:OFF8 PTAC RETURN | System Node Temperature | Monthly |  | C
1542 | 12151 | Avg | System | HVAC System | 4NP:OFF8 PTAC RETURN | System Node Mass Flow Rate | Hourly |  | kg/s
1543 | 12152 | Avg | System | HVAC System | 4NP:OFF8 PTAC RETURN | System Node Mass Flow Rate | Daily |  | kg/s
1544 | 12153 | Avg | System | HVAC System | 4NP:OFF8 PTAC RETURN | System Node Mass Flow Rate | Monthly |  | kg/s
1545 | 12154 | Avg | System | HVAC System | AIR LOOP ZONE SPLITTER OUTLET NODE 18 | System Node Temperature | Hourly |  | C
1546 | 12155 | Avg | System | HVAC System | AIR LOOP ZONE SPLITTER OUTLET NODE 18 | System Node Temperature | Daily |  | C
1547 | 12156 | Avg | System | HVAC System | AIR LOOP ZONE SPLITTER OUTLET NODE 18 | System Node Temperature | Monthly |  | C
1548 | 12157 | Avg | System | HVAC System | AIR LOOP ZONE SPLITTER OUTLET NODE 18 | System Node Mass Flow Rate | Hourly |  | kg/s
1549 | 12158 | Avg | System | HVAC System | AIR LOOP ZONE SPLITTER OUTLET NODE 18 | System Node Mass Flow Rate | Daily |  | kg/s
1550 | 12159 | Avg | System | HVAC System | AIR LOOP ZONE SPLITTER OUTLET NODE 18 | System Node Mass Flow Rate | Monthly |  | kg/s
1551 | 12160 | Avg | System | HVAC System | 4NP:OFF9 PTAC SUPPLY INLET | System Node Temperature | Hourly |  | C
1552 | 12161 | Avg | System | HVAC System | 4NP:OFF9 PTAC SUPPLY INLET | System Node Temperature | Daily |  | C
1553 | 12162 | Avg | System | HVAC System | 4NP:OFF9 PTAC SUPPLY INLET | System Node Temperature | Monthly |  | C
1554 | 12163 | Avg | System | HVAC System | 4NP:OFF9 PTAC SUPPLY INLET | System Node Mass Flow Rate | Hourly |  | kg/s
1555 | 12164 | Avg | System | HVAC System | 4NP:OFF9 PTAC SUPPLY INLET | System Node Mass Flow Rate | Daily |  | kg/s
1556 | 12165 | Avg | System | HVAC System | 4NP:OFF9 PTAC SUPPLY INLET | System Node Mass Flow Rate | Monthly |  | kg/s
1557 | 12166 | Avg | System | HVAC System | 4NP:OFF9 PTAC RETURN | System Node Temperature | Hourly |  | C
1558 | 12167 | Avg | System | HVAC System | 4NP:OFF9 PTAC RETURN | System Node Temperature | Daily |  | C
1559 | 12168 | Avg | System | HVAC System | 4NP:OFF9 PTAC RETURN | System Node Temperature | Monthly |  | C
1560 | 12169 | Avg | System | HVAC System | 4NP:OFF9 PTAC RETURN | System Node Mass Flow Rate | Hourly |  | kg/s
1561 | 12170 | Avg | System | HVAC System | 4NP:OFF9 PTAC RETURN | System Node Mass Flow Rate | Daily |  | kg/s
1562 | 12171 | Avg | System | HVAC System | 4NP:OFF9 PTAC RETURN | System Node Mass Flow Rate | Monthly |  | kg/s
1563 | 12172 | Avg | System | HVAC System | AIR LOOP ZONE SPLITTER OUTLET NODE 19 | System Node Temperature | Hourly |  | C
1564 | 12173 | Avg | System | HVAC System | AIR LOOP ZONE SPLITTER OUTLET NODE 19 | System Node Temperature | Daily |  | C
1565 | 12174 | Avg | System | HVAC System | AIR LOOP ZONE SPLITTER OUTLET NODE 19 | System Node Temperature | Monthly |  | C
1566 | 12175 | Avg | System | HVAC System | AIR LOOP ZONE SPLITTER OUTLET NODE 19 | System Node Mass Flow Rate | Hourly |  | kg/s
1567 | 12176 | Avg | System | HVAC System | AIR LOOP ZONE SPLITTER OUTLET NODE 19 | System Node Mass Flow Rate | Daily |  | kg/s
1568 | 12177 | Avg | System | HVAC System | AIR LOOP ZONE SPLITTER OUTLET NODE 19 | System Node Mass Flow Rate | Monthly |  | kg/s
1569 | 12178 | Avg | System | HVAC System | 4NP:OFF PTAC SUPPLY INLET | System Node Temperature | Hourly |  | C
1570 | 12179 | Avg | System | HVAC System | 4NP:OFF PTAC SUPPLY INLET | System Node Temperature | Daily |  | C
1571 | 12180 | Avg | System | HVAC System | 4NP:OFF PTAC SUPPLY INLET | System Node Temperature | Monthly |  | C
1572 | 12181 | Avg | System | HVAC System | 4NP:OFF PTAC SUPPLY INLET | System Node Mass Flow Rate | Hourly |  | kg/s
1573 | 12182 | Avg | System | HVAC System | 4NP:OFF PTAC SUPPLY INLET | System Node Mass Flow Rate | Daily |  | kg/s
1574 | 12183 | Avg | System | HVAC System | 4NP:OFF PTAC SUPPLY INLET | System Node Mass Flow Rate | Monthly |  | kg/s
1575 | 12184 | Avg | System | HVAC System | 4NP:OFF PTAC RETURN | System Node Temperature | Hourly |  | C
1576 | 12185 | Avg | System | HVAC System | 4NP:OFF PTAC RETURN | System Node Temperature | Daily |  | C
1577 | 12186 | Avg | System | HVAC System | 4NP:OFF PTAC RETURN | System Node Temperature | Monthly |  | C
1578 | 12187 | Avg | System | HVAC System | 4NP:OFF PTAC RETURN | System Node Mass Flow Rate | Hourly |  | kg/s
1579 | 12188 | Avg | System | HVAC System | 4NP:OFF PTAC RETURN | System Node Mass Flow Rate | Daily |  | kg/s
1580 | 12189 | Avg | System | HVAC System | 4NP:OFF PTAC RETURN | System Node Mass Flow Rate | Monthly |  | kg/s
1581 | 12190 | Avg | System | HVAC System | AHU HEATING SUPPLY SIDE OUTLET | System Node Temperature | Hourly |  | C
1582 | 12191 | Avg | System | HVAC System | AHU HEATING SUPPLY SIDE OUTLET | System Node Temperature | Daily |  | C
1583 | 12192 | Avg | System | HVAC System | AHU HEATING SUPPLY SIDE OUTLET | System Node Temperature | Monthly |  | C
1584 | 12193 | Avg | System | HVAC System | AHU HEATING SUPPLY SIDE OUTLET | System Node Mass Flow Rate | Hourly |  | kg/s
1585 | 12194 | Avg | System | HVAC System | AHU HEATING SUPPLY SIDE OUTLET | System Node Mass Flow Rate | Daily |  | kg/s
1586 | 12195 | Avg | System | HVAC System | AHU HEATING SUPPLY SIDE OUTLET | System Node Mass Flow Rate | Monthly |  | kg/s
1587 | 12196 | Avg | System | HVAC System | 5NP AHU UNITARY COOLING COIL DX COOLING COIL AIR OUTLET NODE | System Node Temperature | Hourly |  | C
1588 | 12197 | Avg | System | HVAC System | 5NP AHU UNITARY COOLING COIL DX COOLING COIL AIR OUTLET NODE | System Node Temperature | Daily |  | C
1589 | 12198 | Avg | System | HVAC System | 5NP AHU UNITARY COOLING COIL DX COOLING COIL AIR OUTLET NODE | System Node Temperature | Monthly |  | C
1590 | 12199 | Avg | System | HVAC System | 5NP AHU UNITARY COOLING COIL DX COOLING COIL AIR OUTLET NODE | System Node Mass Flow Rate | Hourly |  | kg/s
1591 | 12200 | Avg | System | HVAC System | 5NP AHU UNITARY COOLING COIL DX COOLING COIL AIR OUTLET NODE | System Node Mass Flow Rate | Daily |  | kg/s
1592 | 12201 | Avg | System | HVAC System | 5NP AHU UNITARY COOLING COIL DX COOLING COIL AIR OUTLET NODE | System Node Mass Flow Rate | Monthly |  | kg/s
1593 | 12202 | Avg | System | HVAC System | 6NP AHU UNITARY COOLING COIL DX COOLING COIL AIR OUTLET NODE | System Node Temperature | Hourly |  | C
1594 | 12203 | Avg | System | HVAC System | 6NP AHU UNITARY COOLING COIL DX COOLING COIL AIR OUTLET NODE | System Node Temperature | Daily |  | C
1595 | 12204 | Avg | System | HVAC System | 6NP AHU UNITARY COOLING COIL DX COOLING COIL AIR OUTLET NODE | System Node Temperature | Monthly |  | C
1596 | 12205 | Avg | System | HVAC System | 6NP AHU UNITARY COOLING COIL DX COOLING COIL AIR OUTLET NODE | System Node Mass Flow Rate | Hourly |  | kg/s
1597 | 12206 | Avg | System | HVAC System | 6NP AHU UNITARY COOLING COIL DX COOLING COIL AIR OUTLET NODE | System Node Mass Flow Rate | Daily |  | kg/s
1598 | 12207 | Avg | System | HVAC System | 6NP AHU UNITARY COOLING COIL DX COOLING COIL AIR OUTLET NODE | System Node Mass Flow Rate | Monthly |  | kg/s
1599 | 12208 | Avg | System | HVAC System | DHW LOOP SUPPLY SIDE OUTLET | System Node Temperature | Hourly |  | C
1600 | 12209 | Avg | System | HVAC System | DHW LOOP SUPPLY SIDE OUTLET | System Node Temperature | Daily |  | C
1601 | 12210 | Avg | System | HVAC System | DHW LOOP SUPPLY SIDE OUTLET | System Node Temperature | Monthly |  | C
1602 | 12211 | Avg | System | HVAC System | DHW LOOP SUPPLY SIDE OUTLET | System Node Mass Flow Rate | Hourly |  | kg/s
1603 | 12212 | Avg | System | HVAC System | DHW LOOP SUPPLY SIDE OUTLET | System Node Mass Flow Rate | Daily |  | kg/s
1604 | 12213 | Avg | System | HVAC System | DHW LOOP SUPPLY SIDE OUTLET | System Node Mass Flow Rate | Monthly |  | kg/s
1605 | 12214 | Avg | System | HVAC System | 3+4 NP HEATING SUPPLY SIDE OUTLET | System Node Temperature | Hourly |  | C
1606 | 12215 | Avg | System | HVAC System | 3+4 NP HEATING SUPPLY SIDE OUTLET | System Node Temperature | Daily |  | C
1607 | 12216 | Avg | System | HVAC System | 3+4 NP HEATING SUPPLY SIDE OUTLET | System Node Temperature | Monthly |  | C
1608 | 12217 | Avg | System | HVAC System | 3+4 NP HEATING SUPPLY SIDE OUTLET | System Node Mass Flow Rate | Hourly |  | kg/s
1609 | 12218 | Avg | System | HVAC System | 3+4 NP HEATING SUPPLY SIDE OUTLET | System Node Mass Flow Rate | Daily |  | kg/s
1610 | 12219 | Avg | System | HVAC System | 3+4 NP HEATING SUPPLY SIDE OUTLET | System Node Mass Flow Rate | Monthly |  | kg/s
1611 | 12220 | Avg | System | HVAC System | 5 NP HEATING SUPPLY SIDE OUTLET | System Node Temperature | Hourly |  | C
1612 | 12221 | Avg | System | HVAC System | 5 NP HEATING SUPPLY SIDE OUTLET | System Node Temperature | Daily |  | C
1613 | 12222 | Avg | System | HVAC System | 5 NP HEATING SUPPLY SIDE OUTLET | System Node Temperature | Monthly |  | C
1614 | 12223 | Avg | System | HVAC System | 5 NP HEATING SUPPLY SIDE OUTLET | System Node Mass Flow Rate | Hourly |  | kg/s
1615 | 12224 | Avg | System | HVAC System | 5 NP HEATING SUPPLY SIDE OUTLET | System Node Mass Flow Rate | Daily |  | kg/s
1616 | 12225 | Avg | System | HVAC System | 5 NP HEATING SUPPLY SIDE OUTLET | System Node Mass Flow Rate | Monthly |  | kg/s
1617 | 12226 | Avg | System | HVAC System | 6 NP HEATING SUPPLY SIDE OUTLET | System Node Temperature | Hourly |  | C
1618 | 12227 | Avg | System | HVAC System | 6 NP HEATING SUPPLY SIDE OUTLET | System Node Temperature | Daily |  | C
1619 | 12228 | Avg | System | HVAC System | 6 NP HEATING SUPPLY SIDE OUTLET | System Node Temperature | Monthly |  | C
1620 | 12229 | Avg | System | HVAC System | 6 NP HEATING SUPPLY SIDE OUTLET | System Node Mass Flow Rate | Hourly |  | kg/s
1621 | 12230 | Avg | System | HVAC System | 6 NP HEATING SUPPLY SIDE OUTLET | System Node Mass Flow Rate | Daily |  | kg/s
1622 | 12231 | Avg | System | HVAC System | 6 NP HEATING SUPPLY SIDE OUTLET | System Node Mass Flow Rate | Monthly |  | kg/s
1623 | 12232 | Avg | System | HVAC System | HW LOOP SUPPLY SIDE OUTLET | System Node Temperature | Hourly |  | C
1624 | 12233 | Avg | System | HVAC System | HW LOOP SUPPLY SIDE OUTLET | System Node Temperature | Daily |  | C
1625 | 12234 | Avg | System | HVAC System | HW LOOP SUPPLY SIDE OUTLET | System Node Temperature | Monthly |  | C
1626 | 12235 | Avg | System | HVAC System | HW LOOP SUPPLY SIDE OUTLET | System Node Mass Flow Rate | Hourly |  | kg/s
1627 | 12236 | Avg | System | HVAC System | HW LOOP SUPPLY SIDE OUTLET | System Node Mass Flow Rate | Daily |  | kg/s
1628 | 12237 | Avg | System | HVAC System | HW LOOP SUPPLY SIDE OUTLET | System Node Mass Flow Rate | Monthly |  | kg/s
1629 | 12238 | Avg | System | HVAC System | HW LOOP/1 SUPPLY SIDE OUTLET | System Node Temperature | Hourly |  | C
1630 | 12239 | Avg | System | HVAC System | HW LOOP/1 SUPPLY SIDE OUTLET | System Node Temperature | Daily |  | C
1631 | 12240 | Avg | System | HVAC System | HW LOOP/1 SUPPLY SIDE OUTLET | System Node Temperature | Monthly |  | C
1632 | 12241 | Avg | System | HVAC System | HW LOOP/1 SUPPLY SIDE OUTLET | System Node Mass Flow Rate | Hourly |  | kg/s
1633 | 12242 | Avg | System | HVAC System | HW LOOP/1 SUPPLY SIDE OUTLET | System Node Mass Flow Rate | Daily |  | kg/s
1634 | 12243 | Avg | System | HVAC System | HW LOOP/1 SUPPLY SIDE OUTLET | System Node Mass Flow Rate | Monthly |  | kg/s
1635 | 12244 | Avg | System | HVAC System | 3+4NP SUPPLY SIDE INLET | System Node Temperature | Hourly |  | C
1636 | 12245 | Avg | System | HVAC System | 3+4NP SUPPLY SIDE INLET | System Node Temperature | Daily |  | C
1637 | 12246 | Avg | System | HVAC System | 3+4NP SUPPLY SIDE INLET | System Node Temperature | Monthly |  | C
1638 | 12247 | Avg | System | HVAC System | 3+4NP SUPPLY SIDE INLET | System Node Mass Flow Rate | Hourly |  | kg/s
1639 | 12248 | Avg | System | HVAC System | 3+4NP SUPPLY SIDE INLET | System Node Mass Flow Rate | Daily |  | kg/s
1640 | 12249 | Avg | System | HVAC System | 3+4NP SUPPLY SIDE INLET | System Node Mass Flow Rate | Monthly |  | kg/s
1641 | 12250 | Avg | System | HVAC System | 3+4NP AHU EXTRACT FAN AIR OUTLET NODE | System Node Temperature | Hourly |  | C
1642 | 12251 | Avg | System | HVAC System | 3+4NP AHU EXTRACT FAN AIR OUTLET NODE | System Node Temperature | Daily |  | C
1643 | 12252 | Avg | System | HVAC System | 3+4NP AHU EXTRACT FAN AIR OUTLET NODE | System Node Temperature | Monthly |  | C
1644 | 12253 | Avg | System | HVAC System | 3+4NP AHU EXTRACT FAN AIR OUTLET NODE | System Node Mass Flow Rate | Hourly |  | kg/s
1645 | 12254 | Avg | System | HVAC System | 3+4NP AHU EXTRACT FAN AIR OUTLET NODE | System Node Mass Flow Rate | Daily |  | kg/s
1646 | 12255 | Avg | System | HVAC System | 3+4NP AHU EXTRACT FAN AIR OUTLET NODE | System Node Mass Flow Rate | Monthly |  | kg/s
1647 | 12256 | Avg | System | HVAC System | 3+4NP AHU MIXED AIR OUTLET | System Node Temperature | Hourly |  | C
1648 | 12257 | Avg | System | HVAC System | 3+4NP AHU MIXED AIR OUTLET | System Node Temperature | Daily |  | C
1649 | 12258 | Avg | System | HVAC System | 3+4NP AHU MIXED AIR OUTLET | System Node Temperature | Monthly |  | C
1650 | 12259 | Avg | System | HVAC System | 3+4NP AHU MIXED AIR OUTLET | System Node Mass Flow Rate | Hourly |  | kg/s
1651 | 12260 | Avg | System | HVAC System | 3+4NP AHU MIXED AIR OUTLET | System Node Mass Flow Rate | Daily |  | kg/s
1652 | 12261 | Avg | System | HVAC System | 3+4NP AHU MIXED AIR OUTLET | System Node Mass Flow Rate | Monthly |  | kg/s
1653 | 12262 | Avg | System | HVAC System | 3+4NP AHU SUPPLY FAN AIR OUTLET NODE | System Node Temperature | Hourly |  | C
1654 | 12263 | Avg | System | HVAC System | 3+4NP AHU SUPPLY FAN AIR OUTLET NODE | System Node Temperature | Daily |  | C
1655 | 12264 | Avg | System | HVAC System | 3+4NP AHU SUPPLY FAN AIR OUTLET NODE | System Node Temperature | Monthly |  | C
1656 | 12265 | Avg | System | HVAC System | 3+4NP AHU SUPPLY FAN AIR OUTLET NODE | System Node Mass Flow Rate | Hourly |  | kg/s
1657 | 12266 | Avg | System | HVAC System | 3+4NP AHU SUPPLY FAN AIR OUTLET NODE | System Node Mass Flow Rate | Daily |  | kg/s
1658 | 12267 | Avg | System | HVAC System | 3+4NP AHU SUPPLY FAN AIR OUTLET NODE | System Node Mass Flow Rate | Monthly |  | kg/s
1659 | 12268 | Avg | System | HVAC System | 5NP SUPPLY SIDE INLET | System Node Temperature | Hourly |  | C
1660 | 12269 | Avg | System | HVAC System | 5NP SUPPLY SIDE INLET | System Node Temperature | Daily |  | C
1661 | 12270 | Avg | System | HVAC System | 5NP SUPPLY SIDE INLET | System Node Temperature | Monthly |  | C
1662 | 12271 | Avg | System | HVAC System | 5NP SUPPLY SIDE INLET | System Node Mass Flow Rate | Hourly |  | kg/s
1663 | 12272 | Avg | System | HVAC System | 5NP SUPPLY SIDE INLET | System Node Mass Flow Rate | Daily |  | kg/s
1664 | 12273 | Avg | System | HVAC System | 5NP SUPPLY SIDE INLET | System Node Mass Flow Rate | Monthly |  | kg/s
1665 | 12274 | Avg | System | HVAC System | 5NP AHU EXTRACT FAN AIR OUTLET NODE | System Node Temperature | Hourly |  | C
1666 | 12275 | Avg | System | HVAC System | 5NP AHU EXTRACT FAN AIR OUTLET NODE | System Node Temperature | Daily |  | C
1667 | 12276 | Avg | System | HVAC System | 5NP AHU EXTRACT FAN AIR OUTLET NODE | System Node Temperature | Monthly |  | C
1668 | 12277 | Avg | System | HVAC System | 5NP AHU EXTRACT FAN AIR OUTLET NODE | System Node Mass Flow Rate | Hourly |  | kg/s
1669 | 12278 | Avg | System | HVAC System | 5NP AHU EXTRACT FAN AIR OUTLET NODE | System Node Mass Flow Rate | Daily |  | kg/s
1670 | 12279 | Avg | System | HVAC System | 5NP AHU EXTRACT FAN AIR OUTLET NODE | System Node Mass Flow Rate | Monthly |  | kg/s
1671 | 12280 | Avg | System | HVAC System | 5NP AHU MIXED AIR OUTLET | System Node Temperature | Hourly |  | C
1672 | 12281 | Avg | System | HVAC System | 5NP AHU MIXED AIR OUTLET | System Node Temperature | Daily |  | C
1673 | 12282 | Avg | System | HVAC System | 5NP AHU MIXED AIR OUTLET | System Node Temperature | Monthly |  | C
1674 | 12283 | Avg | System | HVAC System | 5NP AHU MIXED AIR OUTLET | System Node Mass Flow Rate | Hourly |  | kg/s
1675 | 12284 | Avg | System | HVAC System | 5NP AHU MIXED AIR OUTLET | System Node Mass Flow Rate | Daily |  | kg/s
1676 | 12285 | Avg | System | HVAC System | 5NP AHU MIXED AIR OUTLET | System Node Mass Flow Rate | Monthly |  | kg/s
1677 | 12286 | Avg | System | HVAC System | 5NP AHU SUPPLY FAN AIR OUTLET NODE | System Node Temperature | Hourly |  | C
1678 | 12287 | Avg | System | HVAC System | 5NP AHU SUPPLY FAN AIR OUTLET NODE | System Node Temperature | Daily |  | C
1679 | 12288 | Avg | System | HVAC System | 5NP AHU SUPPLY FAN AIR OUTLET NODE | System Node Temperature | Monthly |  | C
1680 | 12289 | Avg | System | HVAC System | 5NP AHU SUPPLY FAN AIR OUTLET NODE | System Node Mass Flow Rate | Hourly |  | kg/s
1681 | 12290 | Avg | System | HVAC System | 5NP AHU SUPPLY FAN AIR OUTLET NODE | System Node Mass Flow Rate | Daily |  | kg/s
1682 | 12291 | Avg | System | HVAC System | 5NP AHU SUPPLY FAN AIR OUTLET NODE | System Node Mass Flow Rate | Monthly |  | kg/s
1683 | 12292 | Avg | System | HVAC System | 6NP SUPPLY SIDE INLET | System Node Temperature | Hourly |  | C
1684 | 12293 | Avg | System | HVAC System | 6NP SUPPLY SIDE INLET | System Node Temperature | Daily |  | C
1685 | 12294 | Avg | System | HVAC System | 6NP SUPPLY SIDE INLET | System Node Temperature | Monthly |  | C
1686 | 12295 | Avg | System | HVAC System | 6NP SUPPLY SIDE INLET | System Node Mass Flow Rate | Hourly |  | kg/s
1687 | 12296 | Avg | System | HVAC System | 6NP SUPPLY SIDE INLET | System Node Mass Flow Rate | Daily |  | kg/s
1688 | 12297 | Avg | System | HVAC System | 6NP SUPPLY SIDE INLET | System Node Mass Flow Rate | Monthly |  | kg/s
1689 | 12298 | Avg | System | HVAC System | 6NP AHU EXTRACT FAN AIR OUTLET NODE | System Node Temperature | Hourly |  | C
1690 | 12299 | Avg | System | HVAC System | 6NP AHU EXTRACT FAN AIR OUTLET NODE | System Node Temperature | Daily |  | C
1691 | 12300 | Avg | System | HVAC System | 6NP AHU EXTRACT FAN AIR OUTLET NODE | System Node Temperature | Monthly |  | C
1692 | 12301 | Avg | System | HVAC System | 6NP AHU EXTRACT FAN AIR OUTLET NODE | System Node Mass Flow Rate | Hourly |  | kg/s
1693 | 12302 | Avg | System | HVAC System | 6NP AHU EXTRACT FAN AIR OUTLET NODE | System Node Mass Flow Rate | Daily |  | kg/s
1694 | 12303 | Avg | System | HVAC System | 6NP AHU EXTRACT FAN AIR OUTLET NODE | System Node Mass Flow Rate | Monthly |  | kg/s
1695 | 12304 | Avg | System | HVAC System | 6NP AHU MIXED AIR OUTLET | System Node Temperature | Hourly |  | C
1696 | 12305 | Avg | System | HVAC System | 6NP AHU MIXED AIR OUTLET | System Node Temperature | Daily |  | C
1697 | 12306 | Avg | System | HVAC System | 6NP AHU MIXED AIR OUTLET | System Node Temperature | Monthly |  | C
1698 | 12307 | Avg | System | HVAC System | 6NP AHU MIXED AIR OUTLET | System Node Mass Flow Rate | Hourly |  | kg/s
1699 | 12308 | Avg | System | HVAC System | 6NP AHU MIXED AIR OUTLET | System Node Mass Flow Rate | Daily |  | kg/s
1700 | 12309 | Avg | System | HVAC System | 6NP AHU MIXED AIR OUTLET | System Node Mass Flow Rate | Monthly |  | kg/s
1701 | 12310 | Avg | System | HVAC System | 6NP AHU SUPPLY FAN AIR OUTLET NODE | System Node Temperature | Hourly |  | C
1702 | 12311 | Avg | System | HVAC System | 6NP AHU SUPPLY FAN AIR OUTLET NODE | System Node Temperature | Daily |  | C
1703 | 12312 | Avg | System | HVAC System | 6NP AHU SUPPLY FAN AIR OUTLET NODE | System Node Temperature | Monthly |  | C
1704 | 12313 | Avg | System | HVAC System | 6NP AHU SUPPLY FAN AIR OUTLET NODE | System Node Mass Flow Rate | Hourly |  | kg/s
1705 | 12314 | Avg | System | HVAC System | 6NP AHU SUPPLY FAN AIR OUTLET NODE | System Node Mass Flow Rate | Daily |  | kg/s
1706 | 12315 | Avg | System | HVAC System | 6NP AHU SUPPLY FAN AIR OUTLET NODE | System Node Mass Flow Rate | Monthly |  | kg/s
1707 | 12316 | Avg | System | HVAC System | AIR LOOP SUPPLY SIDE INLET | System Node Temperature | Hourly |  | C
1708 | 12317 | Avg | System | HVAC System | AIR LOOP SUPPLY SIDE INLET | System Node Temperature | Daily |  | C
1709 | 12318 | Avg | System | HVAC System | AIR LOOP SUPPLY SIDE INLET | System Node Temperature | Monthly |  | C
1710 | 12319 | Avg | System | HVAC System | AIR LOOP SUPPLY SIDE INLET | System Node Mass Flow Rate | Hourly |  | kg/s
1711 | 12320 | Avg | System | HVAC System | AIR LOOP SUPPLY SIDE INLET | System Node Mass Flow Rate | Daily |  | kg/s
1712 | 12321 | Avg | System | HVAC System | AIR LOOP SUPPLY SIDE INLET | System Node Mass Flow Rate | Monthly |  | kg/s
1713 | 12322 | Avg | System | HVAC System | AIR LOOP AHU EXTRACT FAN AIR OUTLET NODE | System Node Temperature | Hourly |  | C
1714 | 12323 | Avg | System | HVAC System | AIR LOOP AHU EXTRACT FAN AIR OUTLET NODE | System Node Temperature | Daily |  | C
1715 | 12324 | Avg | System | HVAC System | AIR LOOP AHU EXTRACT FAN AIR OUTLET NODE | System Node Temperature | Monthly |  | C
1716 | 12325 | Avg | System | HVAC System | AIR LOOP AHU EXTRACT FAN AIR OUTLET NODE | System Node Mass Flow Rate | Hourly |  | kg/s
1717 | 12326 | Avg | System | HVAC System | AIR LOOP AHU EXTRACT FAN AIR OUTLET NODE | System Node Mass Flow Rate | Daily |  | kg/s
1718 | 12327 | Avg | System | HVAC System | AIR LOOP AHU EXTRACT FAN AIR OUTLET NODE | System Node Mass Flow Rate | Monthly |  | kg/s
1719 | 12328 | Avg | System | HVAC System | AIR LOOP AHU MIXED AIR OUTLET | System Node Temperature | Hourly |  | C
1720 | 12329 | Avg | System | HVAC System | AIR LOOP AHU MIXED AIR OUTLET | System Node Temperature | Daily |  | C
1721 | 12330 | Avg | System | HVAC System | AIR LOOP AHU MIXED AIR OUTLET | System Node Temperature | Monthly |  | C
1722 | 12331 | Avg | System | HVAC System | AIR LOOP AHU MIXED AIR OUTLET | System Node Mass Flow Rate | Hourly |  | kg/s
1723 | 12332 | Avg | System | HVAC System | AIR LOOP AHU MIXED AIR OUTLET | System Node Mass Flow Rate | Daily |  | kg/s
1724 | 12333 | Avg | System | HVAC System | AIR LOOP AHU MIXED AIR OUTLET | System Node Mass Flow Rate | Monthly |  | kg/s
1725 | 12334 | Avg | System | HVAC System | AIR LOOP AHU HEATING COIL/1 AIR OUTLET NODE | System Node Temperature | Hourly |  | C
1726 | 12335 | Avg | System | HVAC System | AIR LOOP AHU HEATING COIL/1 AIR OUTLET NODE | System Node Temperature | Daily |  | C
1727 | 12336 | Avg | System | HVAC System | AIR LOOP AHU HEATING COIL/1 AIR OUTLET NODE | System Node Temperature | Monthly |  | C
1728 | 12337 | Avg | System | HVAC System | AIR LOOP AHU HEATING COIL/1 AIR OUTLET NODE | System Node Mass Flow Rate | Hourly |  | kg/s
1729 | 12338 | Avg | System | HVAC System | AIR LOOP AHU HEATING COIL/1 AIR OUTLET NODE | System Node Mass Flow Rate | Daily |  | kg/s
1730 | 12339 | Avg | System | HVAC System | AIR LOOP AHU HEATING COIL/1 AIR OUTLET NODE | System Node Mass Flow Rate | Monthly |  | kg/s
1731 | 12340 | Avg | System | HVAC System | AHU HEATING DEMAND SIDE INLET | System Node Temperature | Hourly |  | C
1732 | 12341 | Avg | System | HVAC System | AHU HEATING DEMAND SIDE INLET | System Node Temperature | Daily |  | C
1733 | 12342 | Avg | System | HVAC System | AHU HEATING DEMAND SIDE INLET | System Node Temperature | Monthly |  | C
1734 | 12343 | Avg | System | HVAC System | AHU HEATING DEMAND SIDE INLET | System Node Mass Flow Rate | Hourly |  | kg/s
1735 | 12344 | Avg | System | HVAC System | AHU HEATING DEMAND SIDE INLET | System Node Mass Flow Rate | Daily |  | kg/s
1736 | 12345 | Avg | System | HVAC System | AHU HEATING DEMAND SIDE INLET | System Node Mass Flow Rate | Monthly |  | kg/s
1737 | 12346 | Avg | System | HVAC System | AHU HEATING DEMAND SIDE INLET BRANCH PIPE OUTLET | System Node Temperature | Hourly |  | C
1738 | 12347 | Avg | System | HVAC System | AHU HEATING DEMAND SIDE INLET BRANCH PIPE OUTLET | System Node Temperature | Daily |  | C
1739 | 12348 | Avg | System | HVAC System | AHU HEATING DEMAND SIDE INLET BRANCH PIPE OUTLET | System Node Temperature | Monthly |  | C
1740 | 12349 | Avg | System | HVAC System | AHU HEATING DEMAND SIDE INLET BRANCH PIPE OUTLET | System Node Mass Flow Rate | Hourly |  | kg/s
1741 | 12350 | Avg | System | HVAC System | AHU HEATING DEMAND SIDE INLET BRANCH PIPE OUTLET | System Node Mass Flow Rate | Daily |  | kg/s
1742 | 12351 | Avg | System | HVAC System | AHU HEATING DEMAND SIDE INLET BRANCH PIPE OUTLET | System Node Mass Flow Rate | Monthly |  | kg/s
1743 | 12352 | Avg | System | HVAC System | AHU HEATING DEMAND SIDE BYPASS PIPE INLET NODE | System Node Temperature | Hourly |  | C
1744 | 12353 | Avg | System | HVAC System | AHU HEATING DEMAND SIDE BYPASS PIPE INLET NODE | System Node Temperature | Daily |  | C
1745 | 12354 | Avg | System | HVAC System | AHU HEATING DEMAND SIDE BYPASS PIPE INLET NODE | System Node Temperature | Monthly |  | C
1746 | 12355 | Avg | System | HVAC System | AHU HEATING DEMAND SIDE BYPASS PIPE INLET NODE | System Node Mass Flow Rate | Hourly |  | kg/s
1747 | 12356 | Avg | System | HVAC System | AHU HEATING DEMAND SIDE BYPASS PIPE INLET NODE | System Node Mass Flow Rate | Daily |  | kg/s
1748 | 12357 | Avg | System | HVAC System | AHU HEATING DEMAND SIDE BYPASS PIPE INLET NODE | System Node Mass Flow Rate | Monthly |  | kg/s
1749 | 12358 | Avg | System | HVAC System | AHU HEATING DEMAND SIDE BYPASS PIPE OUTLET NODE | System Node Temperature | Hourly |  | C
1750 | 12359 | Avg | System | HVAC System | AHU HEATING DEMAND SIDE BYPASS PIPE OUTLET NODE | System Node Temperature | Daily |  | C
1751 | 12360 | Avg | System | HVAC System | AHU HEATING DEMAND SIDE BYPASS PIPE OUTLET NODE | System Node Temperature | Monthly |  | C
1752 | 12361 | Avg | System | HVAC System | AHU HEATING DEMAND SIDE BYPASS PIPE OUTLET NODE | System Node Mass Flow Rate | Hourly |  | kg/s
1753 | 12362 | Avg | System | HVAC System | AHU HEATING DEMAND SIDE BYPASS PIPE OUTLET NODE | System Node Mass Flow Rate | Daily |  | kg/s
1754 | 12363 | Avg | System | HVAC System | AHU HEATING DEMAND SIDE BYPASS PIPE OUTLET NODE | System Node Mass Flow Rate | Monthly |  | kg/s
1755 | 12364 | Avg | System | HVAC System | 5NP AHU HEATING COIL WATER INLET NODE | System Node Temperature | Hourly |  | C
1756 | 12365 | Avg | System | HVAC System | 5NP AHU HEATING COIL WATER INLET NODE | System Node Temperature | Daily |  | C
1757 | 12366 | Avg | System | HVAC System | 5NP AHU HEATING COIL WATER INLET NODE | System Node Temperature | Monthly |  | C
1758 | 12367 | Avg | System | HVAC System | 5NP AHU HEATING COIL WATER INLET NODE | System Node Mass Flow Rate | Hourly |  | kg/s
1759 | 12368 | Avg | System | HVAC System | 5NP AHU HEATING COIL WATER INLET NODE | System Node Mass Flow Rate | Daily |  | kg/s
1760 | 12369 | Avg | System | HVAC System | 5NP AHU HEATING COIL WATER INLET NODE | System Node Mass Flow Rate | Monthly |  | kg/s
1761 | 12370 | Avg | System | HVAC System | 5NP AHU HEATING COIL WATER OUTLET NODE | System Node Temperature | Hourly |  | C
1762 | 12371 | Avg | System | HVAC System | 5NP AHU HEATING COIL WATER OUTLET NODE | System Node Temperature | Daily |  | C
1763 | 12372 | Avg | System | HVAC System | 5NP AHU HEATING COIL WATER OUTLET NODE | System Node Temperature | Monthly |  | C
1764 | 12373 | Avg | System | HVAC System | 5NP AHU HEATING COIL WATER OUTLET NODE | System Node Mass Flow Rate | Hourly |  | kg/s
1765 | 12374 | Avg | System | HVAC System | 5NP AHU HEATING COIL WATER OUTLET NODE | System Node Mass Flow Rate | Daily |  | kg/s
1766 | 12375 | Avg | System | HVAC System | 5NP AHU HEATING COIL WATER OUTLET NODE | System Node Mass Flow Rate | Monthly |  | kg/s
1767 | 12376 | Avg | System | HVAC System | 6NP AHU HEATING COIL WATER INLET NODE | System Node Temperature | Hourly |  | C
1768 | 12377 | Avg | System | HVAC System | 6NP AHU HEATING COIL WATER INLET NODE | System Node Temperature | Daily |  | C
1769 | 12378 | Avg | System | HVAC System | 6NP AHU HEATING COIL WATER INLET NODE | System Node Temperature | Monthly |  | C
1770 | 12379 | Avg | System | HVAC System | 6NP AHU HEATING COIL WATER INLET NODE | System Node Mass Flow Rate | Hourly |  | kg/s
1771 | 12380 | Avg | System | HVAC System | 6NP AHU HEATING COIL WATER INLET NODE | System Node Mass Flow Rate | Daily |  | kg/s
1772 | 12381 | Avg | System | HVAC System | 6NP AHU HEATING COIL WATER INLET NODE | System Node Mass Flow Rate | Monthly |  | kg/s
1773 | 12382 | Avg | System | HVAC System | 6NP AHU HEATING COIL WATER OUTLET NODE | System Node Temperature | Hourly |  | C
1774 | 12383 | Avg | System | HVAC System | 6NP AHU HEATING COIL WATER OUTLET NODE | System Node Temperature | Daily |  | C
1775 | 12384 | Avg | System | HVAC System | 6NP AHU HEATING COIL WATER OUTLET NODE | System Node Temperature | Monthly |  | C
1776 | 12385 | Avg | System | HVAC System | 6NP AHU HEATING COIL WATER OUTLET NODE | System Node Mass Flow Rate | Hourly |  | kg/s
1777 | 12386 | Avg | System | HVAC System | 6NP AHU HEATING COIL WATER OUTLET NODE | System Node Mass Flow Rate | Daily |  | kg/s
1778 | 12387 | Avg | System | HVAC System | 6NP AHU HEATING COIL WATER OUTLET NODE | System Node Mass Flow Rate | Monthly |  | kg/s
1779 | 12388 | Avg | System | HVAC System | AHU HEATING DEMAND SIDE OUTLET BRANCH PIPE INLET | System Node Temperature | Hourly |  | C
1780 | 12389 | Avg | System | HVAC System | AHU HEATING DEMAND SIDE OUTLET BRANCH PIPE INLET | System Node Temperature | Daily |  | C
1781 | 12390 | Avg | System | HVAC System | AHU HEATING DEMAND SIDE OUTLET BRANCH PIPE INLET | System Node Temperature | Monthly |  | C
1782 | 12391 | Avg | System | HVAC System | AHU HEATING DEMAND SIDE OUTLET BRANCH PIPE INLET | System Node Mass Flow Rate | Hourly |  | kg/s
1783 | 12392 | Avg | System | HVAC System | AHU HEATING DEMAND SIDE OUTLET BRANCH PIPE INLET | System Node Mass Flow Rate | Daily |  | kg/s
1784 | 12393 | Avg | System | HVAC System | AHU HEATING DEMAND SIDE OUTLET BRANCH PIPE INLET | System Node Mass Flow Rate | Monthly |  | kg/s
1785 | 12394 | Avg | System | HVAC System | AHU HEATING DEMAND SIDE OUTLET | System Node Temperature | Hourly |  | C
1786 | 12395 | Avg | System | HVAC System | AHU HEATING DEMAND SIDE OUTLET | System Node Temperature | Daily |  | C
1787 | 12396 | Avg | System | HVAC System | AHU HEATING DEMAND SIDE OUTLET | System Node Temperature | Monthly |  | C
1788 | 12397 | Avg | System | HVAC System | AHU HEATING DEMAND SIDE OUTLET | System Node Mass Flow Rate | Hourly |  | kg/s
1789 | 12398 | Avg | System | HVAC System | AHU HEATING DEMAND SIDE OUTLET | System Node Mass Flow Rate | Daily |  | kg/s
1790 | 12399 | Avg | System | HVAC System | AHU HEATING DEMAND SIDE OUTLET | System Node Mass Flow Rate | Monthly |  | kg/s
1791 | 12400 | Avg | System | HVAC System | AHU HEATING SUPPLY SIDE INLET | System Node Temperature | Hourly |  | C
1792 | 12401 | Avg | System | HVAC System | AHU HEATING SUPPLY SIDE INLET | System Node Temperature | Daily |  | C
1793 | 12402 | Avg | System | HVAC System | AHU HEATING SUPPLY SIDE INLET | System Node Temperature | Monthly |  | C
1794 | 12403 | Avg | System | HVAC System | AHU HEATING SUPPLY SIDE INLET | System Node Mass Flow Rate | Hourly |  | kg/s
1795 | 12404 | Avg | System | HVAC System | AHU HEATING SUPPLY SIDE INLET | System Node Mass Flow Rate | Daily |  | kg/s
1796 | 12405 | Avg | System | HVAC System | AHU HEATING SUPPLY SIDE INLET | System Node Mass Flow Rate | Monthly |  | kg/s
1797 | 12406 | Avg | System | HVAC System | AHU HEATING SUPPLY PUMP OUTLET NODE | System Node Temperature | Hourly |  | C
1798 | 12407 | Avg | System | HVAC System | AHU HEATING SUPPLY PUMP OUTLET NODE | System Node Temperature | Daily |  | C
1799 | 12408 | Avg | System | HVAC System | AHU HEATING SUPPLY PUMP OUTLET NODE | System Node Temperature | Monthly |  | C
1800 | 12409 | Avg | System | HVAC System | AHU HEATING SUPPLY PUMP OUTLET NODE | System Node Mass Flow Rate | Hourly |  | kg/s
1801 | 12410 | Avg | System | HVAC System | AHU HEATING SUPPLY PUMP OUTLET NODE | System Node Mass Flow Rate | Daily |  | kg/s
1802 | 12411 | Avg | System | HVAC System | AHU HEATING SUPPLY PUMP OUTLET NODE | System Node Mass Flow Rate | Monthly |  | kg/s
1803 | 12412 | Avg | System | HVAC System | AHU HEATING SUPPLY SIDE BYPASS PIPE INLET NODE | System Node Temperature | Hourly |  | C
1804 | 12413 | Avg | System | HVAC System | AHU HEATING SUPPLY SIDE BYPASS PIPE INLET NODE | System Node Temperature | Daily |  | C
1805 | 12414 | Avg | System | HVAC System | AHU HEATING SUPPLY SIDE BYPASS PIPE INLET NODE | System Node Temperature | Monthly |  | C
1806 | 12415 | Avg | System | HVAC System | AHU HEATING SUPPLY SIDE BYPASS PIPE INLET NODE | System Node Mass Flow Rate | Hourly |  | kg/s
1807 | 12416 | Avg | System | HVAC System | AHU HEATING SUPPLY SIDE BYPASS PIPE INLET NODE | System Node Mass Flow Rate | Daily |  | kg/s
1808 | 12417 | Avg | System | HVAC System | AHU HEATING SUPPLY SIDE BYPASS PIPE INLET NODE | System Node Mass Flow Rate | Monthly |  | kg/s
1809 | 12418 | Avg | System | HVAC System | AHU HEATING SUPPLY SIDE BYPASS PIPE OUTLET NODE | System Node Temperature | Hourly |  | C
1810 | 12419 | Avg | System | HVAC System | AHU HEATING SUPPLY SIDE BYPASS PIPE OUTLET NODE | System Node Temperature | Daily |  | C
1811 | 12420 | Avg | System | HVAC System | AHU HEATING SUPPLY SIDE BYPASS PIPE OUTLET NODE | System Node Temperature | Monthly |  | C
1812 | 12421 | Avg | System | HVAC System | AHU HEATING SUPPLY SIDE BYPASS PIPE OUTLET NODE | System Node Mass Flow Rate | Hourly |  | kg/s
1813 | 12422 | Avg | System | HVAC System | AHU HEATING SUPPLY SIDE BYPASS PIPE OUTLET NODE | System Node Mass Flow Rate | Daily |  | kg/s
1814 | 12423 | Avg | System | HVAC System | AHU HEATING SUPPLY SIDE BYPASS PIPE OUTLET NODE | System Node Mass Flow Rate | Monthly |  | kg/s
1815 | 12424 | Avg | System | HVAC System | BOILER INLET NODE | System Node Temperature | Hourly |  | C
1816 | 12425 | Avg | System | HVAC System | BOILER INLET NODE | System Node Temperature | Daily |  | C
1817 | 12426 | Avg | System | HVAC System | BOILER INLET NODE | System Node Temperature | Monthly |  | C
1818 | 12427 | Avg | System | HVAC System | BOILER INLET NODE | System Node Mass Flow Rate | Hourly |  | kg/s
1819 | 12428 | Avg | System | HVAC System | BOILER INLET NODE | System Node Mass Flow Rate | Daily |  | kg/s
1820 | 12429 | Avg | System | HVAC System | BOILER INLET NODE | System Node Mass Flow Rate | Monthly |  | kg/s
1821 | 12430 | Avg | System | HVAC System | BOILER OUTLET NODE | System Node Temperature | Hourly |  | C
1822 | 12431 | Avg | System | HVAC System | BOILER OUTLET NODE | System Node Temperature | Daily |  | C
1823 | 12432 | Avg | System | HVAC System | BOILER OUTLET NODE | System Node Temperature | Monthly |  | C
1824 | 12433 | Avg | System | HVAC System | BOILER OUTLET NODE | System Node Mass Flow Rate | Hourly |  | kg/s
1825 | 12434 | Avg | System | HVAC System | BOILER OUTLET NODE | System Node Mass Flow Rate | Daily |  | kg/s
1826 | 12435 | Avg | System | HVAC System | BOILER OUTLET NODE | System Node Mass Flow Rate | Monthly |  | kg/s
1827 | 12436 | Avg | System | HVAC System | AHU HEATING SUPPLY SIDE OUTLET BRANCH PIPE INLET | System Node Temperature | Hourly |  | C
1828 | 12437 | Avg | System | HVAC System | AHU HEATING SUPPLY SIDE OUTLET BRANCH PIPE INLET | System Node Temperature | Daily |  | C
1829 | 12438 | Avg | System | HVAC System | AHU HEATING SUPPLY SIDE OUTLET BRANCH PIPE INLET | System Node Temperature | Monthly |  | C
1830 | 12439 | Avg | System | HVAC System | AHU HEATING SUPPLY SIDE OUTLET BRANCH PIPE INLET | System Node Mass Flow Rate | Hourly |  | kg/s
1831 | 12440 | Avg | System | HVAC System | AHU HEATING SUPPLY SIDE OUTLET BRANCH PIPE INLET | System Node Mass Flow Rate | Daily |  | kg/s
1832 | 12441 | Avg | System | HVAC System | AHU HEATING SUPPLY SIDE OUTLET BRANCH PIPE INLET | System Node Mass Flow Rate | Monthly |  | kg/s
1833 | 12442 | Avg | System | HVAC System | DHW LOOP DEMAND SIDE INLET | System Node Temperature | Hourly |  | C
1834 | 12443 | Avg | System | HVAC System | DHW LOOP DEMAND SIDE INLET | System Node Temperature | Daily |  | C
1835 | 12444 | Avg | System | HVAC System | DHW LOOP DEMAND SIDE INLET | System Node Temperature | Monthly |  | C
1836 | 12445 | Avg | System | HVAC System | DHW LOOP DEMAND SIDE INLET | System Node Mass Flow Rate | Hourly |  | kg/s
1837 | 12446 | Avg | System | HVAC System | DHW LOOP DEMAND SIDE INLET | System Node Mass Flow Rate | Daily |  | kg/s
1838 | 12447 | Avg | System | HVAC System | DHW LOOP DEMAND SIDE INLET | System Node Mass Flow Rate | Monthly |  | kg/s
1839 | 12448 | Avg | System | HVAC System | DHW LOOP DEMAND SIDE INLET BRANCH PIPE OUTLET | System Node Temperature | Hourly |  | C
1840 | 12449 | Avg | System | HVAC System | DHW LOOP DEMAND SIDE INLET BRANCH PIPE OUTLET | System Node Temperature | Daily |  | C
1841 | 12450 | Avg | System | HVAC System | DHW LOOP DEMAND SIDE INLET BRANCH PIPE OUTLET | System Node Temperature | Monthly |  | C
1842 | 12451 | Avg | System | HVAC System | DHW LOOP DEMAND SIDE INLET BRANCH PIPE OUTLET | System Node Mass Flow Rate | Hourly |  | kg/s
1843 | 12452 | Avg | System | HVAC System | DHW LOOP DEMAND SIDE INLET BRANCH PIPE OUTLET | System Node Mass Flow Rate | Daily |  | kg/s
1844 | 12453 | Avg | System | HVAC System | DHW LOOP DEMAND SIDE INLET BRANCH PIPE OUTLET | System Node Mass Flow Rate | Monthly |  | kg/s
1845 | 12454 | Avg | System | HVAC System | DHW LOOP DEMAND SIDE BYPASS PIPE INLET NODE | System Node Temperature | Hourly |  | C
1846 | 12455 | Avg | System | HVAC System | DHW LOOP DEMAND SIDE BYPASS PIPE INLET NODE | System Node Temperature | Daily |  | C
1847 | 12456 | Avg | System | HVAC System | DHW LOOP DEMAND SIDE BYPASS PIPE INLET NODE | System Node Temperature | Monthly |  | C
1848 | 12457 | Avg | System | HVAC System | DHW LOOP DEMAND SIDE BYPASS PIPE INLET NODE | System Node Mass Flow Rate | Hourly |  | kg/s
1849 | 12458 | Avg | System | HVAC System | DHW LOOP DEMAND SIDE BYPASS PIPE INLET NODE | System Node Mass Flow Rate | Daily |  | kg/s
1850 | 12459 | Avg | System | HVAC System | DHW LOOP DEMAND SIDE BYPASS PIPE INLET NODE | System Node Mass Flow Rate | Monthly |  | kg/s
1851 | 12460 | Avg | System | HVAC System | DHW LOOP DEMAND SIDE BYPASS PIPE OUTLET NODE | System Node Temperature | Hourly |  | C
1852 | 12461 | Avg | System | HVAC System | DHW LOOP DEMAND SIDE BYPASS PIPE OUTLET NODE | System Node Temperature | Daily |  | C
1853 | 12462 | Avg | System | HVAC System | DHW LOOP DEMAND SIDE BYPASS PIPE OUTLET NODE | System Node Temperature | Monthly |  | C
1854 | 12463 | Avg | System | HVAC System | DHW LOOP DEMAND SIDE BYPASS PIPE OUTLET NODE | System Node Mass Flow Rate | Hourly |  | kg/s
1855 | 12464 | Avg | System | HVAC System | DHW LOOP DEMAND SIDE BYPASS PIPE OUTLET NODE | System Node Mass Flow Rate | Daily |  | kg/s
1856 | 12465 | Avg | System | HVAC System | DHW LOOP DEMAND SIDE BYPASS PIPE OUTLET NODE | System Node Mass Flow Rate | Monthly |  | kg/s
1857 | 12466 | Avg | System | HVAC System | WATER OUTLET GROUP INLET NODE | System Node Temperature | Hourly |  | C
1858 | 12467 | Avg | System | HVAC System | WATER OUTLET GROUP INLET NODE | System Node Temperature | Daily |  | C
1859 | 12468 | Avg | System | HVAC System | WATER OUTLET GROUP INLET NODE | System Node Temperature | Monthly |  | C
1860 | 12469 | Avg | System | HVAC System | WATER OUTLET GROUP INLET NODE | System Node Mass Flow Rate | Hourly |  | kg/s
1861 | 12470 | Avg | System | HVAC System | WATER OUTLET GROUP INLET NODE | System Node Mass Flow Rate | Daily |  | kg/s
1862 | 12471 | Avg | System | HVAC System | WATER OUTLET GROUP INLET NODE | System Node Mass Flow Rate | Monthly |  | kg/s
1863 | 12472 | Avg | System | HVAC System | WATER OUTLET GROUP OUTLET NODE | System Node Temperature | Hourly |  | C
1864 | 12473 | Avg | System | HVAC System | WATER OUTLET GROUP OUTLET NODE | System Node Temperature | Daily |  | C
1865 | 12474 | Avg | System | HVAC System | WATER OUTLET GROUP OUTLET NODE | System Node Temperature | Monthly |  | C
1866 | 12475 | Avg | System | HVAC System | WATER OUTLET GROUP OUTLET NODE | System Node Mass Flow Rate | Hourly |  | kg/s
1867 | 12476 | Avg | System | HVAC System | WATER OUTLET GROUP OUTLET NODE | System Node Mass Flow Rate | Daily |  | kg/s
1868 | 12477 | Avg | System | HVAC System | WATER OUTLET GROUP OUTLET NODE | System Node Mass Flow Rate | Monthly |  | kg/s
1869 | 12478 | Avg | System | HVAC System | DHW LOOP DEMAND SIDE OUTLET BRANCH PIPE INLET | System Node Temperature | Hourly |  | C
1870 | 12479 | Avg | System | HVAC System | DHW LOOP DEMAND SIDE OUTLET BRANCH PIPE INLET | System Node Temperature | Daily |  | C
1871 | 12480 | Avg | System | HVAC System | DHW LOOP DEMAND SIDE OUTLET BRANCH PIPE INLET | System Node Temperature | Monthly |  | C
1872 | 12481 | Avg | System | HVAC System | DHW LOOP DEMAND SIDE OUTLET BRANCH PIPE INLET | System Node Mass Flow Rate | Hourly |  | kg/s
1873 | 12482 | Avg | System | HVAC System | DHW LOOP DEMAND SIDE OUTLET BRANCH PIPE INLET | System Node Mass Flow Rate | Daily |  | kg/s
1874 | 12483 | Avg | System | HVAC System | DHW LOOP DEMAND SIDE OUTLET BRANCH PIPE INLET | System Node Mass Flow Rate | Monthly |  | kg/s
1875 | 12484 | Avg | System | HVAC System | DHW LOOP DEMAND SIDE OUTLET | System Node Temperature | Hourly |  | C
1876 | 12485 | Avg | System | HVAC System | DHW LOOP DEMAND SIDE OUTLET | System Node Temperature | Daily |  | C
1877 | 12486 | Avg | System | HVAC System | DHW LOOP DEMAND SIDE OUTLET | System Node Temperature | Monthly |  | C
1878 | 12487 | Avg | System | HVAC System | DHW LOOP DEMAND SIDE OUTLET | System Node Mass Flow Rate | Hourly |  | kg/s
1879 | 12488 | Avg | System | HVAC System | DHW LOOP DEMAND SIDE OUTLET | System Node Mass Flow Rate | Daily |  | kg/s
1880 | 12489 | Avg | System | HVAC System | DHW LOOP DEMAND SIDE OUTLET | System Node Mass Flow Rate | Monthly |  | kg/s
1881 | 12490 | Avg | System | HVAC System | DHW LOOP SUPPLY SIDE INLET | System Node Temperature | Hourly |  | C
1882 | 12491 | Avg | System | HVAC System | DHW LOOP SUPPLY SIDE INLET | System Node Temperature | Daily |  | C
1883 | 12492 | Avg | System | HVAC System | DHW LOOP SUPPLY SIDE INLET | System Node Temperature | Monthly |  | C
1884 | 12493 | Avg | System | HVAC System | DHW LOOP SUPPLY SIDE INLET | System Node Mass Flow Rate | Hourly |  | kg/s
1885 | 12494 | Avg | System | HVAC System | DHW LOOP SUPPLY SIDE INLET | System Node Mass Flow Rate | Daily |  | kg/s
1886 | 12495 | Avg | System | HVAC System | DHW LOOP SUPPLY SIDE INLET | System Node Mass Flow Rate | Monthly |  | kg/s
1887 | 12496 | Avg | System | HVAC System | DHW LOOP SUPPLY PUMP OUTLET NODE | System Node Temperature | Hourly |  | C
1888 | 12497 | Avg | System | HVAC System | DHW LOOP SUPPLY PUMP OUTLET NODE | System Node Temperature | Daily |  | C
1889 | 12498 | Avg | System | HVAC System | DHW LOOP SUPPLY PUMP OUTLET NODE | System Node Temperature | Monthly |  | C
1890 | 12499 | Avg | System | HVAC System | DHW LOOP SUPPLY PUMP OUTLET NODE | System Node Mass Flow Rate | Hourly |  | kg/s
1891 | 12500 | Avg | System | HVAC System | DHW LOOP SUPPLY PUMP OUTLET NODE | System Node Mass Flow Rate | Daily |  | kg/s
1892 | 12501 | Avg | System | HVAC System | DHW LOOP SUPPLY PUMP OUTLET NODE | System Node Mass Flow Rate | Monthly |  | kg/s
1893 | 12502 | Avg | System | HVAC System | DHW LOOP SUPPLY SIDE BYPASS PIPE INLET NODE | System Node Temperature | Hourly |  | C
1894 | 12503 | Avg | System | HVAC System | DHW LOOP SUPPLY SIDE BYPASS PIPE INLET NODE | System Node Temperature | Daily |  | C
1895 | 12504 | Avg | System | HVAC System | DHW LOOP SUPPLY SIDE BYPASS PIPE INLET NODE | System Node Temperature | Monthly |  | C
1896 | 12505 | Avg | System | HVAC System | DHW LOOP SUPPLY SIDE BYPASS PIPE INLET NODE | System Node Mass Flow Rate | Hourly |  | kg/s
1897 | 12506 | Avg | System | HVAC System | DHW LOOP SUPPLY SIDE BYPASS PIPE INLET NODE | System Node Mass Flow Rate | Daily |  | kg/s
1898 | 12507 | Avg | System | HVAC System | DHW LOOP SUPPLY SIDE BYPASS PIPE INLET NODE | System Node Mass Flow Rate | Monthly |  | kg/s
1899 | 12508 | Avg | System | HVAC System | DHW LOOP SUPPLY SIDE BYPASS PIPE OUTLET NODE | System Node Temperature | Hourly |  | C
1900 | 12509 | Avg | System | HVAC System | DHW LOOP SUPPLY SIDE BYPASS PIPE OUTLET NODE | System Node Temperature | Daily |  | C
1901 | 12510 | Avg | System | HVAC System | DHW LOOP SUPPLY SIDE BYPASS PIPE OUTLET NODE | System Node Temperature | Monthly |  | C
1902 | 12511 | Avg | System | HVAC System | DHW LOOP SUPPLY SIDE BYPASS PIPE OUTLET NODE | System Node Mass Flow Rate | Hourly |  | kg/s
1903 | 12512 | Avg | System | HVAC System | DHW LOOP SUPPLY SIDE BYPASS PIPE OUTLET NODE | System Node Mass Flow Rate | Daily |  | kg/s
1904 | 12513 | Avg | System | HVAC System | DHW LOOP SUPPLY SIDE BYPASS PIPE OUTLET NODE | System Node Mass Flow Rate | Monthly |  | kg/s
1905 | 12514 | Avg | System | HVAC System | WATER HEATER DHW INLET NODE | System Node Temperature | Hourly |  | C
1906 | 12515 | Avg | System | HVAC System | WATER HEATER DHW INLET NODE | System Node Temperature | Daily |  | C
1907 | 12516 | Avg | System | HVAC System | WATER HEATER DHW INLET NODE | System Node Temperature | Monthly |  | C
1908 | 12517 | Avg | System | HVAC System | WATER HEATER DHW INLET NODE | System Node Mass Flow Rate | Hourly |  | kg/s
1909 | 12518 | Avg | System | HVAC System | WATER HEATER DHW INLET NODE | System Node Mass Flow Rate | Daily |  | kg/s
1910 | 12519 | Avg | System | HVAC System | WATER HEATER DHW INLET NODE | System Node Mass Flow Rate | Monthly |  | kg/s
1911 | 12520 | Avg | System | HVAC System | WATER HEATER DHW OUTLET NODE | System Node Temperature | Hourly |  | C
1912 | 12521 | Avg | System | HVAC System | WATER HEATER DHW OUTLET NODE | System Node Temperature | Daily |  | C
1913 | 12522 | Avg | System | HVAC System | WATER HEATER DHW OUTLET NODE | System Node Temperature | Monthly |  | C
1914 | 12523 | Avg | System | HVAC System | WATER HEATER DHW OUTLET NODE | System Node Mass Flow Rate | Hourly |  | kg/s
1915 | 12524 | Avg | System | HVAC System | WATER HEATER DHW OUTLET NODE | System Node Mass Flow Rate | Daily |  | kg/s
1916 | 12525 | Avg | System | HVAC System | WATER HEATER DHW OUTLET NODE | System Node Mass Flow Rate | Monthly |  | kg/s
1917 | 12526 | Avg | System | HVAC System | DHW LOOP SUPPLY SIDE OUTLET BRANCH PIPE INLET | System Node Temperature | Hourly |  | C
1918 | 12527 | Avg | System | HVAC System | DHW LOOP SUPPLY SIDE OUTLET BRANCH PIPE INLET | System Node Temperature | Daily |  | C
1919 | 12528 | Avg | System | HVAC System | DHW LOOP SUPPLY SIDE OUTLET BRANCH PIPE INLET | System Node Temperature | Monthly |  | C
1920 | 12529 | Avg | System | HVAC System | DHW LOOP SUPPLY SIDE OUTLET BRANCH PIPE INLET | System Node Mass Flow Rate | Hourly |  | kg/s
1921 | 12530 | Avg | System | HVAC System | DHW LOOP SUPPLY SIDE OUTLET BRANCH PIPE INLET | System Node Mass Flow Rate | Daily |  | kg/s
1922 | 12531 | Avg | System | HVAC System | DHW LOOP SUPPLY SIDE OUTLET BRANCH PIPE INLET | System Node Mass Flow Rate | Monthly |  | kg/s
1923 | 12532 | Avg | System | HVAC System | 3+4 NP HEATING DEMAND SIDE INLET | System Node Temperature | Hourly |  | C
1924 | 12533 | Avg | System | HVAC System | 3+4 NP HEATING DEMAND SIDE INLET | System Node Temperature | Daily |  | C
1925 | 12534 | Avg | System | HVAC System | 3+4 NP HEATING DEMAND SIDE INLET | System Node Temperature | Monthly |  | C
1926 | 12535 | Avg | System | HVAC System | 3+4 NP HEATING DEMAND SIDE INLET | System Node Mass Flow Rate | Hourly |  | kg/s
1927 | 12536 | Avg | System | HVAC System | 3+4 NP HEATING DEMAND SIDE INLET | System Node Mass Flow Rate | Daily |  | kg/s
1928 | 12537 | Avg | System | HVAC System | 3+4 NP HEATING DEMAND SIDE INLET | System Node Mass Flow Rate | Monthly |  | kg/s
1929 | 12538 | Avg | System | HVAC System | 3+4 NP HEATING DEMAND SIDE INLET BRANCH PIPE OUTLET | System Node Temperature | Hourly |  | C
1930 | 12539 | Avg | System | HVAC System | 3+4 NP HEATING DEMAND SIDE INLET BRANCH PIPE OUTLET | System Node Temperature | Daily |  | C
1931 | 12540 | Avg | System | HVAC System | 3+4 NP HEATING DEMAND SIDE INLET BRANCH PIPE OUTLET | System Node Temperature | Monthly |  | C
1932 | 12541 | Avg | System | HVAC System | 3+4 NP HEATING DEMAND SIDE INLET BRANCH PIPE OUTLET | System Node Mass Flow Rate | Hourly |  | kg/s
1933 | 12542 | Avg | System | HVAC System | 3+4 NP HEATING DEMAND SIDE INLET BRANCH PIPE OUTLET | System Node Mass Flow Rate | Daily |  | kg/s
1934 | 12543 | Avg | System | HVAC System | 3+4 NP HEATING DEMAND SIDE INLET BRANCH PIPE OUTLET | System Node Mass Flow Rate | Monthly |  | kg/s
1935 | 12544 | Avg | System | HVAC System | 3+4 NP HEATING DEMAND SIDE BYPASS PIPE INLET NODE | System Node Temperature | Hourly |  | C
1936 | 12545 | Avg | System | HVAC System | 3+4 NP HEATING DEMAND SIDE BYPASS PIPE INLET NODE | System Node Temperature | Daily |  | C
1937 | 12546 | Avg | System | HVAC System | 3+4 NP HEATING DEMAND SIDE BYPASS PIPE INLET NODE | System Node Temperature | Monthly |  | C
1938 | 12547 | Avg | System | HVAC System | 3+4 NP HEATING DEMAND SIDE BYPASS PIPE INLET NODE | System Node Mass Flow Rate | Hourly |  | kg/s
1939 | 12548 | Avg | System | HVAC System | 3+4 NP HEATING DEMAND SIDE BYPASS PIPE INLET NODE | System Node Mass Flow Rate | Daily |  | kg/s
1940 | 12549 | Avg | System | HVAC System | 3+4 NP HEATING DEMAND SIDE BYPASS PIPE INLET NODE | System Node Mass Flow Rate | Monthly |  | kg/s
1941 | 12550 | Avg | System | HVAC System | 3+4 NP HEATING DEMAND SIDE BYPASS PIPE OUTLET NODE | System Node Temperature | Hourly |  | C
1942 | 12551 | Avg | System | HVAC System | 3+4 NP HEATING DEMAND SIDE BYPASS PIPE OUTLET NODE | System Node Temperature | Daily |  | C
1943 | 12552 | Avg | System | HVAC System | 3+4 NP HEATING DEMAND SIDE BYPASS PIPE OUTLET NODE | System Node Temperature | Monthly |  | C
1944 | 12553 | Avg | System | HVAC System | 3+4 NP HEATING DEMAND SIDE BYPASS PIPE OUTLET NODE | System Node Mass Flow Rate | Hourly |  | kg/s
1945 | 12554 | Avg | System | HVAC System | 3+4 NP HEATING DEMAND SIDE BYPASS PIPE OUTLET NODE | System Node Mass Flow Rate | Daily |  | kg/s
1946 | 12555 | Avg | System | HVAC System | 3+4 NP HEATING DEMAND SIDE BYPASS PIPE OUTLET NODE | System Node Mass Flow Rate | Monthly |  | kg/s
1947 | 12556 | Avg | System | HVAC System | 4NP:CORR1 WATER CONVECTOR HOT WATER INLET NODE | System Node Temperature | Hourly |  | C
1948 | 12557 | Avg | System | HVAC System | 4NP:CORR1 WATER CONVECTOR HOT WATER INLET NODE | System Node Temperature | Daily |  | C
1949 | 12558 | Avg | System | HVAC System | 4NP:CORR1 WATER CONVECTOR HOT WATER INLET NODE | System Node Temperature | Monthly |  | C
1950 | 12559 | Avg | System | HVAC System | 4NP:CORR1 WATER CONVECTOR HOT WATER INLET NODE | System Node Mass Flow Rate | Hourly |  | kg/s
1951 | 12560 | Avg | System | HVAC System | 4NP:CORR1 WATER CONVECTOR HOT WATER INLET NODE | System Node Mass Flow Rate | Daily |  | kg/s
1952 | 12561 | Avg | System | HVAC System | 4NP:CORR1 WATER CONVECTOR HOT WATER INLET NODE | System Node Mass Flow Rate | Monthly |  | kg/s
1953 | 12562 | Avg | System | HVAC System | 4NP:CORR1 WATER CONVECTOR HOT WATER OUTLET NODE | System Node Temperature | Hourly |  | C
1954 | 12563 | Avg | System | HVAC System | 4NP:CORR1 WATER CONVECTOR HOT WATER OUTLET NODE | System Node Temperature | Daily |  | C
1955 | 12564 | Avg | System | HVAC System | 4NP:CORR1 WATER CONVECTOR HOT WATER OUTLET NODE | System Node Temperature | Monthly |  | C
1956 | 12565 | Avg | System | HVAC System | 4NP:CORR1 WATER CONVECTOR HOT WATER OUTLET NODE | System Node Mass Flow Rate | Hourly |  | kg/s
1957 | 12566 | Avg | System | HVAC System | 4NP:CORR1 WATER CONVECTOR HOT WATER OUTLET NODE | System Node Mass Flow Rate | Daily |  | kg/s
1958 | 12567 | Avg | System | HVAC System | 4NP:CORR1 WATER CONVECTOR HOT WATER OUTLET NODE | System Node Mass Flow Rate | Monthly |  | kg/s
1959 | 12568 | Avg | System | HVAC System | 4NP:CORR2 WATER CONVECTOR HOT WATER INLET NODE | System Node Temperature | Hourly |  | C
1960 | 12569 | Avg | System | HVAC System | 4NP:CORR2 WATER CONVECTOR HOT WATER INLET NODE | System Node Temperature | Daily |  | C
1961 | 12570 | Avg | System | HVAC System | 4NP:CORR2 WATER CONVECTOR HOT WATER INLET NODE | System Node Temperature | Monthly |  | C
1962 | 12571 | Avg | System | HVAC System | 4NP:CORR2 WATER CONVECTOR HOT WATER INLET NODE | System Node Mass Flow Rate | Hourly |  | kg/s
1963 | 12572 | Avg | System | HVAC System | 4NP:CORR2 WATER CONVECTOR HOT WATER INLET NODE | System Node Mass Flow Rate | Daily |  | kg/s
1964 | 12573 | Avg | System | HVAC System | 4NP:CORR2 WATER CONVECTOR HOT WATER INLET NODE | System Node Mass Flow Rate | Monthly |  | kg/s
1965 | 12574 | Avg | System | HVAC System | 4NP:CORR2 WATER CONVECTOR HOT WATER OUTLET NODE | System Node Temperature | Hourly |  | C
1966 | 12575 | Avg | System | HVAC System | 4NP:CORR2 WATER CONVECTOR HOT WATER OUTLET NODE | System Node Temperature | Daily |  | C
1967 | 12576 | Avg | System | HVAC System | 4NP:CORR2 WATER CONVECTOR HOT WATER OUTLET NODE | System Node Temperature | Monthly |  | C
1968 | 12577 | Avg | System | HVAC System | 4NP:CORR2 WATER CONVECTOR HOT WATER OUTLET NODE | System Node Mass Flow Rate | Hourly |  | kg/s
1969 | 12578 | Avg | System | HVAC System | 4NP:CORR2 WATER CONVECTOR HOT WATER OUTLET NODE | System Node Mass Flow Rate | Daily |  | kg/s
1970 | 12579 | Avg | System | HVAC System | 4NP:CORR2 WATER CONVECTOR HOT WATER OUTLET NODE | System Node Mass Flow Rate | Monthly |  | kg/s
1971 | 12580 | Avg | System | HVAC System | 4NP:WC1 WATER CONVECTOR HOT WATER INLET NODE | System Node Temperature | Hourly |  | C
1972 | 12581 | Avg | System | HVAC System | 4NP:WC1 WATER CONVECTOR HOT WATER INLET NODE | System Node Temperature | Daily |  | C
1973 | 12582 | Avg | System | HVAC System | 4NP:WC1 WATER CONVECTOR HOT WATER INLET NODE | System Node Temperature | Monthly |  | C
1974 | 12583 | Avg | System | HVAC System | 4NP:WC1 WATER CONVECTOR HOT WATER INLET NODE | System Node Mass Flow Rate | Hourly |  | kg/s
1975 | 12584 | Avg | System | HVAC System | 4NP:WC1 WATER CONVECTOR HOT WATER INLET NODE | System Node Mass Flow Rate | Daily |  | kg/s
1976 | 12585 | Avg | System | HVAC System | 4NP:WC1 WATER CONVECTOR HOT WATER INLET NODE | System Node Mass Flow Rate | Monthly |  | kg/s
1977 | 12586 | Avg | System | HVAC System | 4NP:WC1 WATER CONVECTOR HOT WATER OUTLET NODE | System Node Temperature | Hourly |  | C
1978 | 12587 | Avg | System | HVAC System | 4NP:WC1 WATER CONVECTOR HOT WATER OUTLET NODE | System Node Temperature | Daily |  | C
1979 | 12588 | Avg | System | HVAC System | 4NP:WC1 WATER CONVECTOR HOT WATER OUTLET NODE | System Node Temperature | Monthly |  | C
1980 | 12589 | Avg | System | HVAC System | 4NP:WC1 WATER CONVECTOR HOT WATER OUTLET NODE | System Node Mass Flow Rate | Hourly |  | kg/s
1981 | 12590 | Avg | System | HVAC System | 4NP:WC1 WATER CONVECTOR HOT WATER OUTLET NODE | System Node Mass Flow Rate | Daily |  | kg/s
1982 | 12591 | Avg | System | HVAC System | 4NP:WC1 WATER CONVECTOR HOT WATER OUTLET NODE | System Node Mass Flow Rate | Monthly |  | kg/s
1983 | 12592 | Avg | System | HVAC System | 4NP:CORR3 WATER CONVECTOR HOT WATER INLET NODE | System Node Temperature | Hourly |  | C
1984 | 12593 | Avg | System | HVAC System | 4NP:CORR3 WATER CONVECTOR HOT WATER INLET NODE | System Node Temperature | Daily |  | C
1985 | 12594 | Avg | System | HVAC System | 4NP:CORR3 WATER CONVECTOR HOT WATER INLET NODE | System Node Temperature | Monthly |  | C
1986 | 12595 | Avg | System | HVAC System | 4NP:CORR3 WATER CONVECTOR HOT WATER INLET NODE | System Node Mass Flow Rate | Hourly |  | kg/s
1987 | 12596 | Avg | System | HVAC System | 4NP:CORR3 WATER CONVECTOR HOT WATER INLET NODE | System Node Mass Flow Rate | Daily |  | kg/s
1988 | 12597 | Avg | System | HVAC System | 4NP:CORR3 WATER CONVECTOR HOT WATER INLET NODE | System Node Mass Flow Rate | Monthly |  | kg/s
1989 | 12598 | Avg | System | HVAC System | 4NP:CORR3 WATER CONVECTOR HOT WATER OUTLET NODE | System Node Temperature | Hourly |  | C
1990 | 12599 | Avg | System | HVAC System | 4NP:CORR3 WATER CONVECTOR HOT WATER OUTLET NODE | System Node Temperature | Daily |  | C
1991 | 12600 | Avg | System | HVAC System | 4NP:CORR3 WATER CONVECTOR HOT WATER OUTLET NODE | System Node Temperature | Monthly |  | C
1992 | 12601 | Avg | System | HVAC System | 4NP:CORR3 WATER CONVECTOR HOT WATER OUTLET NODE | System Node Mass Flow Rate | Hourly |  | kg/s
1993 | 12602 | Avg | System | HVAC System | 4NP:CORR3 WATER CONVECTOR HOT WATER OUTLET NODE | System Node Mass Flow Rate | Daily |  | kg/s
1994 | 12603 | Avg | System | HVAC System | 4NP:CORR3 WATER CONVECTOR HOT WATER OUTLET NODE | System Node Mass Flow Rate | Monthly |  | kg/s
1995 | 12604 | Avg | System | HVAC System | 4NP:CORR4 WATER CONVECTOR HOT WATER INLET NODE | System Node Temperature | Hourly |  | C
1996 | 12605 | Avg | System | HVAC System | 4NP:CORR4 WATER CONVECTOR HOT WATER INLET NODE | System Node Temperature | Daily |  | C
1997 | 12606 | Avg | System | HVAC System | 4NP:CORR4 WATER CONVECTOR HOT WATER INLET NODE | System Node Temperature | Monthly |  | C
1998 | 12607 | Avg | System | HVAC System | 4NP:CORR4 WATER CONVECTOR HOT WATER INLET NODE | System Node Mass Flow Rate | Hourly |  | kg/s
1999 | 12608 | Avg | System | HVAC System | 4NP:CORR4 WATER CONVECTOR HOT WATER INLET NODE | System Node Mass Flow Rate | Daily |  | kg/s

## Errors
| ErrorIndex | SimulationIndex | ErrorType | ErrorMessage | Count
0 | 1 | 1 | 0 | Timestep: Requested number (2) is less than the suggested minimum of 4. Please see entry for Timestep in Input/Output Reference for discussion of considerations. | 1
1 | 2 | 1 | 0 | ProcessScheduleInput: Schedule:Compact="10003", Schedule Type Limits Name="ON" not found -- will not be validated | 1
2 | 3 | 1 | 0 | GetSurfaceData: There are 90 window/glass door(s) that may cause inaccurate shadowing due to Solar Distribution. For explicit details on each window, use Output:Diagnostics,DisplayExtraWarnings; | 0
3 | 4 | 1 | 0 | CheckUsedConstructions: There are 6 nominally unused constructions in input. For explicit details on each unused construction, use Output:Diagnostics,DisplayExtraWarnings; | 1
4 | 5 | 1 | 0 | Coil:Heating:Electric "3NP:OFF1 PTAC HEATING COIL" The Temperature Setpoint Node Name input is not required for this heating coil because this heating coil is controlled based on the load calculated by the thermostat. ... this heating coil is not controlled by using a temperature setpoint manager. ... if a temperature setpoint is placed at the outlet node of this heating coil, that temperature setpoint will not be used. ... leaving the input field "Temperature Setpoint Node Name" blank will eliminate this warning. | 1
5 | 6 | 1 | 0 | Coil:Heating:Electric "3NP:OFF2 PTAC HEATING COIL" The Temperature Setpoint Node Name input is not required for this heating coil because this heating coil is controlled based on the load calculated by the thermostat. ... this heating coil is not controlled by using a temperature setpoint manager. ... if a temperature setpoint is placed at the outlet node of this heating coil, that temperature setpoint will not be used. ... leaving the input field "Temperature Setpoint Node Name" blank will eliminate this warning. | 1
6 | 7 | 1 | 0 | Coil:Heating:Electric "3NP:OFF3 PTAC HEATING COIL" The Temperature Setpoint Node Name input is not required for this heating coil because this heating coil is controlled based on the load calculated by the thermostat. ... this heating coil is not controlled by using a temperature setpoint manager. ... if a temperature setpoint is placed at the outlet node of this heating coil, that temperature setpoint will not be used. ... leaving the input field "Temperature Setpoint Node Name" blank will eliminate this warning. | 1
7 | 8 | 1 | 0 | Coil:Heating:Electric "3NP:OFF4 PTAC HEATING COIL" The Temperature Setpoint Node Name input is not required for this heating coil because this heating coil is controlled based on the load calculated by the thermostat. ... this heating coil is not controlled by using a temperature setpoint manager. ... if a temperature setpoint is placed at the outlet node of this heating coil, that temperature setpoint will not be used. ... leaving the input field "Temperature Setpoint Node Name" blank will eliminate this warning. | 1
8 | 9 | 1 | 0 | Coil:Heating:Electric "3NP:OFF5 PTAC HEATING COIL" The Temperature Setpoint Node Name input is not required for this heating coil because this heating coil is controlled based on the load calculated by the thermostat. ... this heating coil is not controlled by using a temperature setpoint manager. ... if a temperature setpoint is placed at the outlet node of this heating coil, that temperature setpoint will not be used. ... leaving the input field "Temperature Setpoint Node Name" blank will eliminate this warning. | 1
9 | 10 | 1 | 0 | Coil:Heating:Electric "3NP:OFF6 PTAC HEATING COIL" The Temperature Setpoint Node Name input is not required for this heating coil because this heating coil is controlled based on the load calculated by the thermostat. ... this heating coil is not controlled by using a temperature setpoint manager. ... if a temperature setpoint is placed at the outlet node of this heating coil, that temperature setpoint will not be used. ... leaving the input field "Temperature Setpoint Node Name" blank will eliminate this warning. | 1
10 | 11 | 1 | 0 | Coil:Heating:Electric "3NP:OFF7 PTAC HEATING COIL" The Temperature Setpoint Node Name input is not required for this heating coil because this heating coil is controlled based on the load calculated by the thermostat. ... this heating coil is not controlled by using a temperature setpoint manager. ... if a temperature setpoint is placed at the outlet node of this heating coil, that temperature setpoint will not be used. ... leaving the input field "Temperature Setpoint Node Name" blank will eliminate this warning. | 1
11 | 12 | 1 | 0 | Coil:Heating:Electric "3NP:OFF PTAC HEATING COIL" The Temperature Setpoint Node Name input is not required for this heating coil because this heating coil is controlled based on the load calculated by the thermostat. ... this heating coil is not controlled by using a temperature setpoint manager. ... if a temperature setpoint is placed at the outlet node of this heating coil, that temperature setpoint will not be used. ... leaving the input field "Temperature Setpoint Node Name" blank will eliminate this warning. | 1
12 | 13 | 1 | 0 | Coil:Heating:Electric "4NP:CORR1 PTAC HEATING COIL" The Temperature Setpoint Node Name input is not required for this heating coil because this heating coil is controlled based on the load calculated by the thermostat. ... this heating coil is not controlled by using a temperature setpoint manager. ... if a temperature setpoint is placed at the outlet node of this heating coil, that temperature setpoint will not be used. ... leaving the input field "Temperature Setpoint Node Name" blank will eliminate this warning. | 1
13 | 14 | 1 | 0 | Coil:Heating:Electric "4NP:CORR2 PTAC HEATING COIL" The Temperature Setpoint Node Name input is not required for this heating coil because this heating coil is controlled based on the load calculated by the thermostat. ... this heating coil is not controlled by using a temperature setpoint manager. ... if a temperature setpoint is placed at the outlet node of this heating coil, that temperature setpoint will not be used. ... leaving the input field "Temperature Setpoint Node Name" blank will eliminate this warning. | 1
14 | 15 | 1 | 0 | Coil:Heating:Electric "4NP:WC1 PTAC HEATING COIL" The Temperature Setpoint Node Name input is not required for this heating coil because this heating coil is controlled based on the load calculated by the thermostat. ... this heating coil is not controlled by using a temperature setpoint manager. ... if a temperature setpoint is placed at the outlet node of this heating coil, that temperature setpoint will not be used. ... leaving the input field "Temperature Setpoint Node Name" blank will eliminate this warning. | 1
15 | 16 | 1 | 0 | Coil:Heating:Electric "4NP:CORR3 PTAC HEATING COIL" The Temperature Setpoint Node Name input is not required for this heating coil because this heating coil is controlled based on the load calculated by the thermostat. ... this heating coil is not controlled by using a temperature setpoint manager. ... if a temperature setpoint is placed at the outlet node of this heating coil, that temperature setpoint will not be used. ... leaving the input field "Temperature Setpoint Node Name" blank will eliminate this warning. | 1
16 | 17 | 1 | 0 | Coil:Heating:Electric "4NP:CORR4 PTAC HEATING COIL" The Temperature Setpoint Node Name input is not required for this heating coil because this heating coil is controlled based on the load calculated by the thermostat. ... this heating coil is not controlled by using a temperature setpoint manager. ... if a temperature setpoint is placed at the outlet node of this heating coil, that temperature setpoint will not be used. ... leaving the input field "Temperature Setpoint Node Name" blank will eliminate this warning. | 1
17 | 18 | 1 | 0 | Coil:Heating:Electric "4NP:OFF1 PTAC HEATING COIL" The Temperature Setpoint Node Name input is not required for this heating coil because this heating coil is controlled based on the load calculated by the thermostat. ... this heating coil is not controlled by using a temperature setpoint manager. ... if a temperature setpoint is placed at the outlet node of this heating coil, that temperature setpoint will not be used. ... leaving the input field "Temperature Setpoint Node Name" blank will eliminate this warning. | 1
18 | 19 | 1 | 0 | Coil:Heating:Electric "4NP:CORR5 PTAC HEATING COIL" The Temperature Setpoint Node Name input is not required for this heating coil because this heating coil is controlled based on the load calculated by the thermostat. ... this heating coil is not controlled by using a temperature setpoint manager. ... if a temperature setpoint is placed at the outlet node of this heating coil, that temperature setpoint will not be used. ... leaving the input field "Temperature Setpoint Node Name" blank will eliminate this warning. | 1
19 | 20 | 1 | 0 | Coil:Heating:Electric "4NP:KITCH PTAC HEATING COIL" The Temperature Setpoint Node Name input is not required for this heating coil because this heating coil is controlled based on the load calculated by the thermostat. ... this heating coil is not controlled by using a temperature setpoint manager. ... if a temperature setpoint is placed at the outlet node of this heating coil, that temperature setpoint will not be used. ... leaving the input field "Temperature Setpoint Node Name" blank will eliminate this warning. | 1
20 | 21 | 1 | 0 | Coil:Heating:Electric "4NP:WC2 PTAC HEATING COIL" The Temperature Setpoint Node Name input is not required for this heating coil because this heating coil is controlled based on the load calculated by the thermostat. ... this heating coil is not controlled by using a temperature setpoint manager. ... if a temperature setpoint is placed at the outlet node of this heating coil, that temperature setpoint will not be used. ... leaving the input field "Temperature Setpoint Node Name" blank will eliminate this warning. | 1
21 | 22 | 1 | 0 | Coil:Heating:Electric "4NP:OFF2 PTAC HEATING COIL" The Temperature Setpoint Node Name input is not required for this heating coil because this heating coil is controlled based on the load calculated by the thermostat. ... this heating coil is not controlled by using a temperature setpoint manager. ... if a temperature setpoint is placed at the outlet node of this heating coil, that temperature setpoint will not be used. ... leaving the input field "Temperature Setpoint Node Name" blank will eliminate this warning. | 1
22 | 23 | 1 | 0 | Coil:Heating:Electric "4NP:OFF3 PTAC HEATING COIL" The Temperature Setpoint Node Name input is not required for this heating coil because this heating coil is controlled based on the load calculated by the thermostat. ... this heating coil is not controlled by using a temperature setpoint manager. ... if a temperature setpoint is placed at the outlet node of this heating coil, that temperature setpoint will not be used. ... leaving the input field "Temperature Setpoint Node Name" blank will eliminate this warning. | 1
23 | 24 | 1 | 0 | Coil:Heating:Electric "4NP:OFF4 PTAC HEATING COIL" The Temperature Setpoint Node Name input is not required for this heating coil because this heating coil is controlled based on the load calculated by the thermostat. ... this heating coil is not controlled by using a temperature setpoint manager. ... if a temperature setpoint is placed at the outlet node of this heating coil, that temperature setpoint will not be used. ... leaving the input field "Temperature Setpoint Node Name" blank will eliminate this warning. | 1
24 | 25 | 1 | 0 | Coil:Heating:Electric "4NP:WC3 PTAC HEATING COIL" The Temperature Setpoint Node Name input is not required for this heating coil because this heating coil is controlled based on the load calculated by the thermostat. ... this heating coil is not controlled by using a temperature setpoint manager. ... if a temperature setpoint is placed at the outlet node of this heating coil, that temperature setpoint will not be used. ... leaving the input field "Temperature Setpoint Node Name" blank will eliminate this warning. | 1
25 | 26 | 1 | 0 | Coil:Heating:Electric "4NP:CORR6 PTAC HEATING COIL" The Temperature Setpoint Node Name input is not required for this heating coil because this heating coil is controlled based on the load calculated by the thermostat. ... this heating coil is not controlled by using a temperature setpoint manager. ... if a temperature setpoint is placed at the outlet node of this heating coil, that temperature setpoint will not be used. ... leaving the input field "Temperature Setpoint Node Name" blank will eliminate this warning. | 1
26 | 27 | 1 | 0 | Coil:Heating:Electric "4NP:OFFICE PTAC HEATING COIL" The Temperature Setpoint Node Name input is not required for this heating coil because this heating coil is controlled based on the load calculated by the thermostat. ... this heating coil is not controlled by using a temperature setpoint manager. ... if a temperature setpoint is placed at the outlet node of this heating coil, that temperature setpoint will not be used. ... leaving the input field "Temperature Setpoint Node Name" blank will eliminate this warning. | 1
27 | 28 | 1 | 0 | Coil:Heating:Electric "4NP:OFF5 PTAC HEATING COIL" The Temperature Setpoint Node Name input is not required for this heating coil because this heating coil is controlled based on the load calculated by the thermostat. ... this heating coil is not controlled by using a temperature setpoint manager. ... if a temperature setpoint is placed at the outlet node of this heating coil, that temperature setpoint will not be used. ... leaving the input field "Temperature Setpoint Node Name" blank will eliminate this warning. | 1
28 | 29 | 1 | 0 | Coil:Heating:Electric "4NP:WC PTAC HEATING COIL" The Temperature Setpoint Node Name input is not required for this heating coil because this heating coil is controlled based on the load calculated by the thermostat. ... this heating coil is not controlled by using a temperature setpoint manager. ... if a temperature setpoint is placed at the outlet node of this heating coil, that temperature setpoint will not be used. ... leaving the input field "Temperature Setpoint Node Name" blank will eliminate this warning. | 1
29 | 30 | 1 | 0 | Coil:Heating:Electric "4NP:CORR PTAC HEATING COIL" The Temperature Setpoint Node Name input is not required for this heating coil because this heating coil is controlled based on the load calculated by the thermostat. ... this heating coil is not controlled by using a temperature setpoint manager. ... if a temperature setpoint is placed at the outlet node of this heating coil, that temperature setpoint will not be used. ... leaving the input field "Temperature Setpoint Node Name" blank will eliminate this warning. | 1
30 | 31 | 1 | 0 | Coil:Heating:Electric "4NP:OFF6 PTAC HEATING COIL" The Temperature Setpoint Node Name input is not required for this heating coil because this heating coil is controlled based on the load calculated by the thermostat. ... this heating coil is not controlled by using a temperature setpoint manager. ... if a temperature setpoint is placed at the outlet node of this heating coil, that temperature setpoint will not be used. ... leaving the input field "Temperature Setpoint Node Name" blank will eliminate this warning. | 1
31 | 32 | 1 | 0 | Coil:Heating:Electric "4NP:OFF7 PTAC HEATING COIL" The Temperature Setpoint Node Name input is not required for this heating coil because this heating coil is controlled based on the load calculated by the thermostat. ... this heating coil is not controlled by using a temperature setpoint manager. ... if a temperature setpoint is placed at the outlet node of this heating coil, that temperature setpoint will not be used. ... leaving the input field "Temperature Setpoint Node Name" blank will eliminate this warning. | 1
32 | 33 | 1 | 0 | Coil:Heating:Electric "4NP:OFF8 PTAC HEATING COIL" The Temperature Setpoint Node Name input is not required for this heating coil because this heating coil is controlled based on the load calculated by the thermostat. ... this heating coil is not controlled by using a temperature setpoint manager. ... if a temperature setpoint is placed at the outlet node of this heating coil, that temperature setpoint will not be used. ... leaving the input field "Temperature Setpoint Node Name" blank will eliminate this warning. | 1
33 | 34 | 1 | 0 | Coil:Heating:Electric "4NP:OFF9 PTAC HEATING COIL" The Temperature Setpoint Node Name input is not required for this heating coil because this heating coil is controlled based on the load calculated by the thermostat. ... this heating coil is not controlled by using a temperature setpoint manager. ... if a temperature setpoint is placed at the outlet node of this heating coil, that temperature setpoint will not be used. ... leaving the input field "Temperature Setpoint Node Name" blank will eliminate this warning. | 1
34 | 35 | 1 | 0 | Coil:Heating:Electric "4NP:LOBBY PTAC HEATING COIL" The Temperature Setpoint Node Name input is not required for this heating coil because this heating coil is controlled based on the load calculated by the thermostat. ... this heating coil is not controlled by using a temperature setpoint manager. ... if a temperature setpoint is placed at the outlet node of this heating coil, that temperature setpoint will not be used. ... leaving the input field "Temperature Setpoint Node Name" blank will eliminate this warning. | 1
35 | 36 | 1 | 0 | Coil:Heating:Electric "4NP:OFF PTAC HEATING COIL" The Temperature Setpoint Node Name input is not required for this heating coil because this heating coil is controlled based on the load calculated by the thermostat. ... this heating coil is not controlled by using a temperature setpoint manager. ... if a temperature setpoint is placed at the outlet node of this heating coil, that temperature setpoint will not be used. ... leaving the input field "Temperature Setpoint Node Name" blank will eliminate this warning. | 1
36 | 37 | 1 | 0 | Coil:Heating:Electric "5NP:CORR1 PTAC HEATING COIL" The Temperature Setpoint Node Name input is not required for this heating coil because this heating coil is controlled based on the load calculated by the thermostat. ... this heating coil is not controlled by using a temperature setpoint manager. ... if a temperature setpoint is placed at the outlet node of this heating coil, that temperature setpoint will not be used. ... leaving the input field "Temperature Setpoint Node Name" blank will eliminate this warning. | 1
37 | 38 | 1 | 0 | Coil:Heating:Electric "5NP:CORR2 PTAC HEATING COIL" The Temperature Setpoint Node Name input is not required for this heating coil because this heating coil is controlled based on the load calculated by the thermostat. ... this heating coil is not controlled by using a temperature setpoint manager. ... if a temperature setpoint is placed at the outlet node of this heating coil, that temperature setpoint will not be used. ... leaving the input field "Temperature Setpoint Node Name" blank will eliminate this warning. | 1
38 | 39 | 1 | 0 | Coil:Heating:Electric "5NP:WC1 PTAC HEATING COIL" The Temperature Setpoint Node Name input is not required for this heating coil because this heating coil is controlled based on the load calculated by the thermostat. ... this heating coil is not controlled by using a temperature setpoint manager. ... if a temperature setpoint is placed at the outlet node of this heating coil, that temperature setpoint will not be used. ... leaving the input field "Temperature Setpoint Node Name" blank will eliminate this warning. | 1
39 | 40 | 1 | 0 | Coil:Heating:Electric "5NP:CORR3 PTAC HEATING COIL" The Temperature Setpoint Node Name input is not required for this heating coil because this heating coil is controlled based on the load calculated by the thermostat. ... this heating coil is not controlled by using a temperature setpoint manager. ... if a temperature setpoint is placed at the outlet node of this heating coil, that temperature setpoint will not be used. ... leaving the input field "Temperature Setpoint Node Name" blank will eliminate this warning. | 1
40 | 41 | 1 | 0 | Coil:Heating:Electric "5NP:CORR4 PTAC HEATING COIL" The Temperature Setpoint Node Name input is not required for this heating coil because this heating coil is controlled based on the load calculated by the thermostat. ... this heating coil is not controlled by using a temperature setpoint manager. ... if a temperature setpoint is placed at the outlet node of this heating coil, that temperature setpoint will not be used. ... leaving the input field "Temperature Setpoint Node Name" blank will eliminate this warning. | 1
41 | 42 | 1 | 0 | Coil:Heating:Electric "5NP:OFF1 PTAC HEATING COIL" The Temperature Setpoint Node Name input is not required for this heating coil because this heating coil is controlled based on the load calculated by the thermostat. ... this heating coil is not controlled by using a temperature setpoint manager. ... if a temperature setpoint is placed at the outlet node of this heating coil, that temperature setpoint will not be used. ... leaving the input field "Temperature Setpoint Node Name" blank will eliminate this warning. | 1
42 | 43 | 1 | 0 | Coil:Heating:Electric "5NP:CORR5 PTAC HEATING COIL" The Temperature Setpoint Node Name input is not required for this heating coil because this heating coil is controlled based on the load calculated by the thermostat. ... this heating coil is not controlled by using a temperature setpoint manager. ... if a temperature setpoint is placed at the outlet node of this heating coil, that temperature setpoint will not be used. ... leaving the input field "Temperature Setpoint Node Name" blank will eliminate this warning. | 1
43 | 44 | 1 | 0 | Coil:Heating:Electric "5NP:KITCH PTAC HEATING COIL" The Temperature Setpoint Node Name input is not required for this heating coil because this heating coil is controlled based on the load calculated by the thermostat. ... this heating coil is not controlled by using a temperature setpoint manager. ... if a temperature setpoint is placed at the outlet node of this heating coil, that temperature setpoint will not be used. ... leaving the input field "Temperature Setpoint Node Name" blank will eliminate this warning. | 1
44 | 45 | 1 | 0 | Coil:Heating:Electric "5NP:WC2 PTAC HEATING COIL" The Temperature Setpoint Node Name input is not required for this heating coil because this heating coil is controlled based on the load calculated by the thermostat. ... this heating coil is not controlled by using a temperature setpoint manager. ... if a temperature setpoint is placed at the outlet node of this heating coil, that temperature setpoint will not be used. ... leaving the input field "Temperature Setpoint Node Name" blank will eliminate this warning. | 1
45 | 46 | 1 | 0 | Coil:Heating:Electric "5NP:OFF2 PTAC HEATING COIL" The Temperature Setpoint Node Name input is not required for this heating coil because this heating coil is controlled based on the load calculated by the thermostat. ... this heating coil is not controlled by using a temperature setpoint manager. ... if a temperature setpoint is placed at the outlet node of this heating coil, that temperature setpoint will not be used. ... leaving the input field "Temperature Setpoint Node Name" blank will eliminate this warning. | 1
46 | 47 | 1 | 0 | Coil:Heating:Electric "5NP:OFF3 PTAC HEATING COIL" The Temperature Setpoint Node Name input is not required for this heating coil because this heating coil is controlled based on the load calculated by the thermostat. ... this heating coil is not controlled by using a temperature setpoint manager. ... if a temperature setpoint is placed at the outlet node of this heating coil, that temperature setpoint will not be used. ... leaving the input field "Temperature Setpoint Node Name" blank will eliminate this warning. | 1
47 | 48 | 1 | 0 | Coil:Heating:Electric "5NP:OFF4 PTAC HEATING COIL" The Temperature Setpoint Node Name input is not required for this heating coil because this heating coil is controlled based on the load calculated by the thermostat. ... this heating coil is not controlled by using a temperature setpoint manager. ... if a temperature setpoint is placed at the outlet node of this heating coil, that temperature setpoint will not be used. ... leaving the input field "Temperature Setpoint Node Name" blank will eliminate this warning. | 1
48 | 49 | 1 | 0 | Coil:Heating:Electric "5NP:WC3 PTAC HEATING COIL" The Temperature Setpoint Node Name input is not required for this heating coil because this heating coil is controlled based on the load calculated by the thermostat. ... this heating coil is not controlled by using a temperature setpoint manager. ... if a temperature setpoint is placed at the outlet node of this heating coil, that temperature setpoint will not be used. ... leaving the input field "Temperature Setpoint Node Name" blank will eliminate this warning. | 1
49 | 50 | 1 | 0 | Coil:Heating:Electric "5NP:CORR6 PTAC HEATING COIL" The Temperature Setpoint Node Name input is not required for this heating coil because this heating coil is controlled based on the load calculated by the thermostat. ... this heating coil is not controlled by using a temperature setpoint manager. ... if a temperature setpoint is placed at the outlet node of this heating coil, that temperature setpoint will not be used. ... leaving the input field "Temperature Setpoint Node Name" blank will eliminate this warning. | 1
50 | 51 | 1 | 0 | Coil:Heating:Electric "5NP:OFFICE PTAC HEATING COIL" The Temperature Setpoint Node Name input is not required for this heating coil because this heating coil is controlled based on the load calculated by the thermostat. ... this heating coil is not controlled by using a temperature setpoint manager. ... if a temperature setpoint is placed at the outlet node of this heating coil, that temperature setpoint will not be used. ... leaving the input field "Temperature Setpoint Node Name" blank will eliminate this warning. | 1
51 | 52 | 1 | 0 | Coil:Heating:Electric "5NP:OFF8 PTAC HEATING COIL" The Temperature Setpoint Node Name input is not required for this heating coil because this heating coil is controlled based on the load calculated by the thermostat. ... this heating coil is not controlled by using a temperature setpoint manager. ... if a temperature setpoint is placed at the outlet node of this heating coil, that temperature setpoint will not be used. ... leaving the input field "Temperature Setpoint Node Name" blank will eliminate this warning. | 1
52 | 53 | 1 | 0 | Coil:Heating:Electric "5NP:WC PTAC HEATING COIL" The Temperature Setpoint Node Name input is not required for this heating coil because this heating coil is controlled based on the load calculated by the thermostat. ... this heating coil is not controlled by using a temperature setpoint manager. ... if a temperature setpoint is placed at the outlet node of this heating coil, that temperature setpoint will not be used. ... leaving the input field "Temperature Setpoint Node Name" blank will eliminate this warning. | 1
53 | 54 | 1 | 0 | Coil:Heating:Electric "5NP:CORR PTAC HEATING COIL" The Temperature Setpoint Node Name input is not required for this heating coil because this heating coil is controlled based on the load calculated by the thermostat. ... this heating coil is not controlled by using a temperature setpoint manager. ... if a temperature setpoint is placed at the outlet node of this heating coil, that temperature setpoint will not be used. ... leaving the input field "Temperature Setpoint Node Name" blank will eliminate this warning. | 1
54 | 55 | 1 | 0 | Coil:Heating:Electric "5NP:OFFICETYPE2 PTAC HEATING COIL" The Temperature Setpoint Node Name input is not required for this heating coil because this heating coil is controlled based on the load calculated by the thermostat. ... this heating coil is not controlled by using a temperature setpoint manager. ... if a temperature setpoint is placed at the outlet node of this heating coil, that temperature setpoint will not be used. ... leaving the input field "Temperature Setpoint Node Name" blank will eliminate this warning. | 1
55 | 56 | 1 | 0 | Coil:Heating:Electric "5NP:OFF7 PTAC HEATING COIL" The Temperature Setpoint Node Name input is not required for this heating coil because this heating coil is controlled based on the load calculated by the thermostat. ... this heating coil is not controlled by using a temperature setpoint manager. ... if a temperature setpoint is placed at the outlet node of this heating coil, that temperature setpoint will not be used. ... leaving the input field "Temperature Setpoint Node Name" blank will eliminate this warning. | 1
56 | 57 | 1 | 0 | Coil:Heating:Electric "5NP:OFF5 PTAC HEATING COIL" The Temperature Setpoint Node Name input is not required for this heating coil because this heating coil is controlled based on the load calculated by the thermostat. ... this heating coil is not controlled by using a temperature setpoint manager. ... if a temperature setpoint is placed at the outlet node of this heating coil, that temperature setpoint will not be used. ... leaving the input field "Temperature Setpoint Node Name" blank will eliminate this warning. | 1
57 | 58 | 1 | 0 | Coil:Heating:Electric "5NP:OFF9 PTAC HEATING COIL" The Temperature Setpoint Node Name input is not required for this heating coil because this heating coil is controlled based on the load calculated by the thermostat. ... this heating coil is not controlled by using a temperature setpoint manager. ... if a temperature setpoint is placed at the outlet node of this heating coil, that temperature setpoint will not be used. ... leaving the input field "Temperature Setpoint Node Name" blank will eliminate this warning. | 1
58 | 59 | 1 | 0 | Coil:Heating:Electric "5NP:LOBBY PTAC HEATING COIL" The Temperature Setpoint Node Name input is not required for this heating coil because this heating coil is controlled based on the load calculated by the thermostat. ... this heating coil is not controlled by using a temperature setpoint manager. ... if a temperature setpoint is placed at the outlet node of this heating coil, that temperature setpoint will not be used. ... leaving the input field "Temperature Setpoint Node Name" blank will eliminate this warning. | 1
59 | 60 | 1 | 0 | Coil:Heating:Electric "5NP:OFF PTAC HEATING COIL" The Temperature Setpoint Node Name input is not required for this heating coil because this heating coil is controlled based on the load calculated by the thermostat. ... this heating coil is not controlled by using a temperature setpoint manager. ... if a temperature setpoint is placed at the outlet node of this heating coil, that temperature setpoint will not be used. ... leaving the input field "Temperature Setpoint Node Name" blank will eliminate this warning. | 1
60 | 61 | 1 | 0 | Coil:Heating:Electric "6NP:OFF1 PTAC HEATING COIL" The Temperature Setpoint Node Name input is not required for this heating coil because this heating coil is controlled based on the load calculated by the thermostat. ... this heating coil is not controlled by using a temperature setpoint manager. ... if a temperature setpoint is placed at the outlet node of this heating coil, that temperature setpoint will not be used. ... leaving the input field "Temperature Setpoint Node Name" blank will eliminate this warning. | 1
61 | 62 | 1 | 0 | Coil:Heating:Electric "6NP:CORR1 PTAC HEATING COIL" The Temperature Setpoint Node Name input is not required for this heating coil because this heating coil is controlled based on the load calculated by the thermostat. ... this heating coil is not controlled by using a temperature setpoint manager. ... if a temperature setpoint is placed at the outlet node of this heating coil, that temperature setpoint will not be used. ... leaving the input field "Temperature Setpoint Node Name" blank will eliminate this warning. | 1
62 | 63 | 1 | 0 | Coil:Heating:Electric "6NP:OFF2 PTAC HEATING COIL" The Temperature Setpoint Node Name input is not required for this heating coil because this heating coil is controlled based on the load calculated by the thermostat. ... this heating coil is not controlled by using a temperature setpoint manager. ... if a temperature setpoint is placed at the outlet node of this heating coil, that temperature setpoint will not be used. ... leaving the input field "Temperature Setpoint Node Name" blank will eliminate this warning. | 1
63 | 64 | 1 | 0 | Coil:Heating:Electric "6NP:OFF3 PTAC HEATING COIL" The Temperature Setpoint Node Name input is not required for this heating coil because this heating coil is controlled based on the load calculated by the thermostat. ... this heating coil is not controlled by using a temperature setpoint manager. ... if a temperature setpoint is placed at the outlet node of this heating coil, that temperature setpoint will not be used. ... leaving the input field "Temperature Setpoint Node Name" blank will eliminate this warning. | 1
64 | 65 | 1 | 0 | Coil:Heating:Electric "6NP:OFF4 PTAC HEATING COIL" The Temperature Setpoint Node Name input is not required for this heating coil because this heating coil is controlled based on the load calculated by the thermostat. ... this heating coil is not controlled by using a temperature setpoint manager. ... if a temperature setpoint is placed at the outlet node of this heating coil, that temperature setpoint will not be used. ... leaving the input field "Temperature Setpoint Node Name" blank will eliminate this warning. | 1
65 | 66 | 1 | 0 | Coil:Heating:Electric "6NP:LOBBY PTAC HEATING COIL" The Temperature Setpoint Node Name input is not required for this heating coil because this heating coil is controlled based on the load calculated by the thermostat. ... this heating coil is not controlled by using a temperature setpoint manager. ... if a temperature setpoint is placed at the outlet node of this heating coil, that temperature setpoint will not be used. ... leaving the input field "Temperature Setpoint Node Name" blank will eliminate this warning. | 1
66 | 67 | 1 | 0 | Coil:Heating:Electric "6NP:OFF5 PTAC HEATING COIL" The Temperature Setpoint Node Name input is not required for this heating coil because this heating coil is controlled based on the load calculated by the thermostat. ... this heating coil is not controlled by using a temperature setpoint manager. ... if a temperature setpoint is placed at the outlet node of this heating coil, that temperature setpoint will not be used. ... leaving the input field "Temperature Setpoint Node Name" blank will eliminate this warning. | 1
67 | 68 | 1 | 0 | Coil:Heating:Electric "6NP:CORR2 PTAC HEATING COIL" The Temperature Setpoint Node Name input is not required for this heating coil because this heating coil is controlled based on the load calculated by the thermostat. ... this heating coil is not controlled by using a temperature setpoint manager. ... if a temperature setpoint is placed at the outlet node of this heating coil, that temperature setpoint will not be used. ... leaving the input field "Temperature Setpoint Node Name" blank will eliminate this warning. | 1
68 | 69 | 1 | 0 | Coil:Heating:Electric "6NP:CORR3 PTAC HEATING COIL" The Temperature Setpoint Node Name input is not required for this heating coil because this heating coil is controlled based on the load calculated by the thermostat. ... this heating coil is not controlled by using a temperature setpoint manager. ... if a temperature setpoint is placed at the outlet node of this heating coil, that temperature setpoint will not be used. ... leaving the input field "Temperature Setpoint Node Name" blank will eliminate this warning. | 1
69 | 70 | 1 | 0 | Coil:Heating:Electric "6NP:CORR4 PTAC HEATING COIL" The Temperature Setpoint Node Name input is not required for this heating coil because this heating coil is controlled based on the load calculated by the thermostat. ... this heating coil is not controlled by using a temperature setpoint manager. ... if a temperature setpoint is placed at the outlet node of this heating coil, that temperature setpoint will not be used. ... leaving the input field "Temperature Setpoint Node Name" blank will eliminate this warning. | 1
70 | 71 | 1 | 0 | Coil:Heating:Electric "6NP:CORR5 PTAC HEATING COIL" The Temperature Setpoint Node Name input is not required for this heating coil because this heating coil is controlled based on the load calculated by the thermostat. ... this heating coil is not controlled by using a temperature setpoint manager. ... if a temperature setpoint is placed at the outlet node of this heating coil, that temperature setpoint will not be used. ... leaving the input field "Temperature Setpoint Node Name" blank will eliminate this warning. | 1
71 | 72 | 1 | 0 | Coil:Heating:Electric "6NP:WC1 PTAC HEATING COIL" The Temperature Setpoint Node Name input is not required for this heating coil because this heating coil is controlled based on the load calculated by the thermostat. ... this heating coil is not controlled by using a temperature setpoint manager. ... if a temperature setpoint is placed at the outlet node of this heating coil, that temperature setpoint will not be used. ... leaving the input field "Temperature Setpoint Node Name" blank will eliminate this warning. | 1
72 | 73 | 1 | 0 | Coil:Heating:Electric "6NP:CORR6 PTAC HEATING COIL" The Temperature Setpoint Node Name input is not required for this heating coil because this heating coil is controlled based on the load calculated by the thermostat. ... this heating coil is not controlled by using a temperature setpoint manager. ... if a temperature setpoint is placed at the outlet node of this heating coil, that temperature setpoint will not be used. ... leaving the input field "Temperature Setpoint Node Name" blank will eliminate this warning. | 1
73 | 74 | 1 | 0 | Coil:Heating:Electric "6NP:KITCH PTAC HEATING COIL" The Temperature Setpoint Node Name input is not required for this heating coil because this heating coil is controlled based on the load calculated by the thermostat. ... this heating coil is not controlled by using a temperature setpoint manager. ... if a temperature setpoint is placed at the outlet node of this heating coil, that temperature setpoint will not be used. ... leaving the input field "Temperature Setpoint Node Name" blank will eliminate this warning. | 1
74 | 75 | 1 | 0 | Coil:Heating:Electric "6NP:WC2 PTAC HEATING COIL" The Temperature Setpoint Node Name input is not required for this heating coil because this heating coil is controlled based on the load calculated by the thermostat. ... this heating coil is not controlled by using a temperature setpoint manager. ... if a temperature setpoint is placed at the outlet node of this heating coil, that temperature setpoint will not be used. ... leaving the input field "Temperature Setpoint Node Name" blank will eliminate this warning. | 1
75 | 76 | 1 | 0 | Coil:Heating:Electric "6NP:OFFICETYPE3CT PTAC HEATING COIL" The Temperature Setpoint Node Name input is not required for this heating coil because this heating coil is controlled based on the load calculated by the thermostat. ... this heating coil is not controlled by using a temperature setpoint manager. ... if a temperature setpoint is placed at the outlet node of this heating coil, that temperature setpoint will not be used. ... leaving the input field "Temperature Setpoint Node Name" blank will eliminate this warning. | 1
76 | 77 | 1 | 0 | Coil:Heating:Electric "6NP:WC3 PTAC HEATING COIL" The Temperature Setpoint Node Name input is not required for this heating coil because this heating coil is controlled based on the load calculated by the thermostat. ... this heating coil is not controlled by using a temperature setpoint manager. ... if a temperature setpoint is placed at the outlet node of this heating coil, that temperature setpoint will not be used. ... leaving the input field "Temperature Setpoint Node Name" blank will eliminate this warning. | 1
77 | 78 | 1 | 0 | Coil:Heating:Electric "6NP:OFF7 PTAC HEATING COIL" The Temperature Setpoint Node Name input is not required for this heating coil because this heating coil is controlled based on the load calculated by the thermostat. ... this heating coil is not controlled by using a temperature setpoint manager. ... if a temperature setpoint is placed at the outlet node of this heating coil, that temperature setpoint will not be used. ... leaving the input field "Temperature Setpoint Node Name" blank will eliminate this warning. | 1
78 | 79 | 1 | 0 | Coil:Heating:Electric "6NP:OFFICE PTAC HEATING COIL" The Temperature Setpoint Node Name input is not required for this heating coil because this heating coil is controlled based on the load calculated by the thermostat. ... this heating coil is not controlled by using a temperature setpoint manager. ... if a temperature setpoint is placed at the outlet node of this heating coil, that temperature setpoint will not be used. ... leaving the input field "Temperature Setpoint Node Name" blank will eliminate this warning. | 1
79 | 80 | 1 | 0 | Coil:Heating:Electric "6NP:WC PTAC HEATING COIL" The Temperature Setpoint Node Name input is not required for this heating coil because this heating coil is controlled based on the load calculated by the thermostat. ... this heating coil is not controlled by using a temperature setpoint manager. ... if a temperature setpoint is placed at the outlet node of this heating coil, that temperature setpoint will not be used. ... leaving the input field "Temperature Setpoint Node Name" blank will eliminate this warning. | 1
80 | 81 | 1 | 0 | Coil:Heating:Electric "6NP:CORR PTAC HEATING COIL" The Temperature Setpoint Node Name input is not required for this heating coil because this heating coil is controlled based on the load calculated by the thermostat. ... this heating coil is not controlled by using a temperature setpoint manager. ... if a temperature setpoint is placed at the outlet node of this heating coil, that temperature setpoint will not be used. ... leaving the input field "Temperature Setpoint Node Name" blank will eliminate this warning. | 1
81 | 82 | 1 | 0 | Coil:Heating:Electric "6NP:OFF8 PTAC HEATING COIL" The Temperature Setpoint Node Name input is not required for this heating coil because this heating coil is controlled based on the load calculated by the thermostat. ... this heating coil is not controlled by using a temperature setpoint manager. ... if a temperature setpoint is placed at the outlet node of this heating coil, that temperature setpoint will not be used. ... leaving the input field "Temperature Setpoint Node Name" blank will eliminate this warning. | 1
82 | 83 | 1 | 0 | Coil:Heating:Electric "6NP:OFF9 PTAC HEATING COIL" The Temperature Setpoint Node Name input is not required for this heating coil because this heating coil is controlled based on the load calculated by the thermostat. ... this heating coil is not controlled by using a temperature setpoint manager. ... if a temperature setpoint is placed at the outlet node of this heating coil, that temperature setpoint will not be used. ... leaving the input field "Temperature Setpoint Node Name" blank will eliminate this warning. | 1
83 | 84 | 1 | 0 | Coil:Heating:Electric "6NP:OFFICETYPE3CT/1 PTAC HEATING COIL" The Temperature Setpoint Node Name input is not required for this heating coil because this heating coil is controlled based on the load calculated by the thermostat. ... this heating coil is not controlled by using a temperature setpoint manager. ... if a temperature setpoint is placed at the outlet node of this heating coil, that temperature setpoint will not be used. ... leaving the input field "Temperature Setpoint Node Name" blank will eliminate this warning. | 1
84 | 85 | 1 | 0 | GetAirPathData: AirLoopHVAC="AIR LOOP" has no Controllers. | 1
85 | 86 | 1 | 0 | CalcDoe2DXCoil: Coil:Cooling:DX:SingleSpeed "5NP AHU UNITARY COOLING COIL DX COOLING COIL" - Air-cooled condenser inlet dry-bulb temperature below 0 C. Outdoor dry-bulb temperature = -1.20 ... Occurrence info = CENTRAL ADMIN, 01/01 05:00 - 05:01 ... Operation at low ambient temperatures may require special performance curves. | 0
86 | 87 | 1 | 0 | CalcDoe2DXCoil: Coil:Cooling:DX:SingleSpeed "5NP AHU UNITARY COOLING COIL DX COOLING COIL" - Full load outlet air dry-bulb temperature < 2C. This indicates the possibility of coil frost/freeze. Outlet temperature = -1.41 C. ...Occurrence info = CENTRAL ADMIN, 01/01 05:00 - 05:01 ... Possible reasons for low outlet air dry-bulb temperatures are: This DX coil 1) may have a low inlet air dry-bulb temperature. Inlet air temperature = 18.000 C. 2) may have a low air flow rate per watt of cooling capacity. Check inputs. 3) is used as part of a HX assisted cooling coil which uses a high sensible effectiveness. Check inputs. | 0
87 | 88 | 1 | 0 | HeatExchanger:AirToAir:SensibleAndLatent "3+4NP AHU HEAT RECOVERY DEVICE" Average air volume flow rate is <50% or >130% of the nominal HX supply air volume flow rate. Air volume flow rate ratio = 0.247. Environment=CENTRAL ADMIN, at Simulation time=01/01 07:00 - 07:30 | 1
88 | 89 | 1 | 0 | CalcDoe2DXCoil: Coil:Cooling:DX:SingleSpeed "4NP:KITCH PTAC DX COOLING COIL" - Air-cooled condenser inlet dry-bulb temperature below 0 C. Outdoor dry-bulb temperature = -0.30 ... Occurrence info = CENTRAL ADMIN, 01/01 07:02 - 07:04 ... Operation at low ambient temperatures may require special performance curves. | 0
89 | 90 | 1 | 0 | CalcDoe2DXCoil: Coil:Cooling:DX:SingleSpeed "5NP:KITCH PTAC DX COOLING COIL" - Air-cooled condenser inlet dry-bulb temperature below 0 C. Outdoor dry-bulb temperature = -0.10 ... Occurrence info = CENTRAL ADMIN, 01/01 09:00 - 09:08 ... Operation at low ambient temperatures may require special performance curves. | 0
90 | 91 | 1 | 0 | CalcDoe2DXCoil: Coil:Cooling:DX:SingleSpeed "6NP AHU UNITARY COOLING COIL DX COOLING COIL" - Air-cooled condenser inlet dry-bulb temperature below 0 C. Outdoor dry-bulb temperature = -0.90 ... Occurrence info = CENTRAL ADMIN, 01/02 07:00 - 07:02 ... Operation at low ambient temperatures may require special performance curves. | 0
91 | 92 | 1 | 0 | CalcDoe2DXCoil: Coil:Cooling:DX:SingleSpeed "6NP AHU UNITARY COOLING COIL DX COOLING COIL" - Full load outlet air dry-bulb temperature < 2C. This indicates the possibility of coil frost/freeze. Outlet temperature = -1.92 C. ...Occurrence info = CENTRAL ADMIN, 01/02 07:00 - 07:02 ... Possible reasons for low outlet air dry-bulb temperatures are: This DX coil 1) may have a low inlet air dry-bulb temperature. Inlet air temperature = 18.000 C. 2) may have a low air flow rate per watt of cooling capacity. Check inputs. 3) is used as part of a HX assisted cooling coil which uses a high sensible effectiveness. Check inputs. | 0
92 | 93 | 1 | 0 | CalcDoe2DXCoil: Coil:Cooling:DX:SingleSpeed "4NP:OFF9 PTAC DX COOLING COIL" - Air-cooled condenser inlet dry-bulb temperature below 0 C. Outdoor dry-bulb temperature = -5.15 ... Occurrence info = CENTRAL ADMIN, 01/04 10:08 - 10:15 ... Operation at low ambient temperatures may require special performance curves. | 0
93 | 94 | 1 | 0 | CalcDoe2DXCoil: Coil:Cooling:DX:SingleSpeed "4NP:OFF8 PTAC DX COOLING COIL" - Air-cooled condenser inlet dry-bulb temperature below 0 C. Outdoor dry-bulb temperature = -3.00 ... Occurrence info = CENTRAL ADMIN, 01/04 11:37 - 11:40 ... Operation at low ambient temperatures may require special performance curves. | 0
94 | 95 | 1 | 0 | CalcDoe2DXCoil: Coil:Cooling:DX:SingleSpeed "6NP:KITCH PTAC DX COOLING COIL" - Air-cooled condenser inlet dry-bulb temperature below 0 C. Outdoor dry-bulb temperature = -0.30 ... Occurrence info = CENTRAL ADMIN, 01/23 12:00 - 12:08 ... Operation at low ambient temperatures may require special performance curves. | 0
95 | 96 | 1 | 0 | The following Report Variables were requested but not generated because IDF did not contain these elements or misspelled variable name -- check .rdd file | 1
96 | 97 | 1 | 0 | CalcDoe2DXCoil: Coil:Cooling:DX:SingleSpeed="5NP AHU UNITARY COOLING COIL DX COOLING COIL" - Low condenser dry-bulb temperature error continues... | 99
97 | 98 | 1 | 0 | CalcDoe2DXCoil: Coil:Cooling:DX:SingleSpeed="5NP AHU UNITARY COOLING COIL DX COOLING COIL" - Full load outlet temperature indicates a possibility of frost/freeze error continues. Outlet air temperature statistics follow: | 181
98 | 99 | 1 | 0 | HeatExchanger:AirToAir:SensibleAndLatent "3+4NP AHU HEAT RECOVERY DEVICE": Average air volume flow rate is <50% or >130% warning continues. Air flow rate ratio statistics follow. | 5915
99 | 100 | 1 | 0 | CalcDoe2DXCoil: Coil:Cooling:DX:SingleSpeed="4NP:KITCH PTAC DX COOLING COIL" - Low condenser dry-bulb temperature error continues... | 769
100 | 101 | 1 | 0 | CalcDoe2DXCoil: Coil:Cooling:DX:SingleSpeed="5NP:KITCH PTAC DX COOLING COIL" - Low condenser dry-bulb temperature error continues... | 362
101 | 102 | 1 | 0 | CalcDoe2DXCoil: Coil:Cooling:DX:SingleSpeed="6NP AHU UNITARY COOLING COIL DX COOLING COIL" - Low condenser dry-bulb temperature error continues... | 4
102 | 103 | 1 | 0 | CalcDoe2DXCoil: Coil:Cooling:DX:SingleSpeed="6NP AHU UNITARY COOLING COIL DX COOLING COIL" - Full load outlet temperature indicates a possibility of frost/freeze error continues. Outlet air temperature statistics follow: | 27
103 | 104 | 1 | 0 | CalcDoe2DXCoil: Coil:Cooling:DX:SingleSpeed="4NP:OFF9 PTAC DX COOLING COIL" - Low condenser dry-bulb temperature error continues... | 51
104 | 105 | 1 | 0 | CalcDoe2DXCoil: Coil:Cooling:DX:SingleSpeed="4NP:OFF8 PTAC DX COOLING COIL" - Low condenser dry-bulb temperature error continues... | 39
105 | 106 | 1 | 0 | CalcDoe2DXCoil: Coil:Cooling:DX:SingleSpeed="6NP:KITCH PTAC DX COOLING COIL" - Low condenser dry-bulb temperature error continues... | 4

## NominalOtherEquipment
| NominalOtherEquipmentIndex | ObjectName | ZoneIndex | ScheduleIndex | DesignLevel | FractionLatent | FractionRadiant | FractionLost | FractionConvected | EndUseSubcategory
0 | EMPTY | EMPTY | EMPTY | EMPTY | EMPTY | EMPTY | EMPTY | EMPTY | EMPTY | EMPTY

## NominalPeople
| NominalPeopleIndex | ObjectName | ZoneIndex | NumberOfPeople | NumberOfPeopleScheduleIndex | ActivityScheduleIndex | FractionRadiant | FractionConvected | WorkEfficiencyScheduleIndex | ClothingEfficiencyScheduleIndex | AirVelocityScheduleIndex | Fanger | Pierce | KSU | MRTCalcType | SurfaceIndex | AngleFactorListName | AngleFactorList | UserSpecifeidSensibleFraction | Show55Warning
0 | 1 | PEOPLE 3NP:CORR1 | 1 | 2.6961 | 30 | 51 | 0.3 | 0.7 | -1 | -1 | -1 | 0 | 0 | 0 | 0 | -1 |  | -1 | -99999 | 0
1 | 2 | PEOPLE 3NP:CORR2 | 2 | 12.4698 | 30 | 53 | 0.3 | 0.7 | -1 | -1 | -1 | 0 | 0 | 0 | 0 | -1 |  | -1 | -99999 | 0
2 | 3 | PEOPLE 3NP:CORR3 | 3 | 8.5518 | 30 | 55 | 0.3 | 0.7 | -1 | -1 | -1 | 0 | 0 | 0 | 0 | -1 |  | -1 | -99999 | 0
3 | 4 | PEOPLE 3NP:OFF1 | 4 | 9.6609 | 41 | 57 | 0.3 | 0.7 | -1 | -1 | -1 | 0 | 0 | 0 | 0 | -1 |  | -1 | -99999 | 0
4 | 5 | PEOPLE 3NP:STORE1 | 5 | 0.25065 | 33 | 59 | 0.3 | 0.7 | -1 | -1 | -1 | 0 | 0 | 0 | 0 | -1 |  | -1 | -99999 | 0
5 | 6 | PEOPLE 3NP:WC1 | 6 | 1.9406 | 35 | 61 | 0.3 | 0.7 | -1 | -1 | -1 | 0 | 0 | 0 | 0 | -1 |  | -1 | -99999 | 0
6 | 7 | PEOPLE 3NP:WC2 | 7 | 1.5736 | 35 | 63 | 0.3 | 0.7 | -1 | -1 | -1 | 0 | 0 | 0 | 0 | -1 |  | -1 | -99999 | 0
7 | 8 | PEOPLE 3NP:SHAFT1 | 8 | 0 | 9 | 65 | 0.3 | 0.7 | -1 | -1 | -1 | 0 | 0 | 0 | 0 | -1 |  | -1 | -99999 | 0
8 | 9 | PEOPLE 3NP:STORE | 9 | 0.225 | 33 | 67 | 0.3 | 0.7 | -1 | -1 | -1 | 0 | 0 | 0 | 0 | -1 |  | -1 | -99999 | 0
9 | 10 | PEOPLE 3NP:MECH | 10 | 1.003 | 38 | 69 | 0.3 | 0.7 | -1 | -1 | -1 | 0 | 0 | 0 | 0 | -1 |  | -1 | -99999 | 0
10 | 11 | PEOPLE 3NP:CORR4 | 11 | 2.1771 | 30 | 71 | 0.3 | 0.7 | -1 | -1 | -1 | 0 | 0 | 0 | 0 | -1 |  | -1 | -99999 | 0
11 | 12 | PEOPLE 3NP:WC3 | 12 | 2.0232 | 35 | 73 | 0.3 | 0.7 | -1 | -1 | -1 | 0 | 0 | 0 | 0 | -1 |  | -1 | -99999 | 0
12 | 13 | PEOPLE 3NP:CORR | 13 | 2.5901 | 30 | 75 | 0.3 | 0.7 | -1 | -1 | -1 | 0 | 0 | 0 | 0 | -1 |  | -1 | -99999 | 0
13 | 14 | PEOPLE 3NP:SHAFT2 | 14 | 0 | 9 | 77 | 0.3 | 0.7 | -1 | -1 | -1 | 0 | 0 | 0 | 0 | -1 |  | -1 | -99999 | 0
14 | 15 | PEOPLE 3NP:SHAFT3 | 15 | 0 | 9 | 79 | 0.3 | 0.7 | -1 | -1 | -1 | 0 | 0 | 0 | 0 | -1 |  | -1 | -99999 | 0
15 | 16 | PEOPLE 3NP:OFF2 | 16 | 2.2385 | 41 | 81 | 0.3 | 0.7 | -1 | -1 | -1 | 0 | 0 | 0 | 0 | -1 |  | -1 | -99999 | 0
16 | 17 | PEOPLE 3NP:LOBBY | 17 | 8.4509 | 30 | 83 | 0.3 | 0.7 | -1 | -1 | -1 | 0 | 0 | 0 | 0 | -1 |  | -1 | -99999 | 0
17 | 18 | PEOPLE 3NP:OFF3 | 18 | 6.0568 | 41 | 85 | 0.3 | 0.7 | -1 | -1 | -1 | 0 | 0 | 0 | 0 | -1 |  | -1 | -99999 | 0
18 | 19 | PEOPLE 3NP:SHAFT | 19 | 0 | 9 | 87 | 0.3 | 0.7 | -1 | -1 | -1 | 0 | 0 | 0 | 0 | -1 |  | -1 | -99999 | 0
19 | 20 | PEOPLE 3NP:WC4 | 20 | 2.1356 | 35 | 89 | 0.3 | 0.7 | -1 | -1 | -1 | 0 | 0 | 0 | 0 | -1 |  | -1 | -99999 | 0
20 | 21 | PEOPLE 3NP:OFF4 | 21 | 6.9496 | 41 | 91 | 0.3 | 0.7 | -1 | -1 | -1 | 0 | 0 | 0 | 0 | -1 |  | -1 | -99999 | 0
21 | 22 | PEOPLE 3NP:OFF5 | 22 | 5.5282 | 41 | 93 | 0.3 | 0.7 | -1 | -1 | -1 | 0 | 0 | 0 | 0 | -1 |  | -1 | -99999 | 0
22 | 23 | PEOPLE 3NP:OFF6 | 23 | 4.0605 | 41 | 95 | 0.3 | 0.7 | -1 | -1 | -1 | 0 | 0 | 0 | 0 | -1 |  | -1 | -99999 | 0
23 | 24 | PEOPLE 3NP:WC | 24 | 0.70138 | 35 | 97 | 0.3 | 0.7 | -1 | -1 | -1 | 0 | 0 | 0 | 0 | -1 |  | -1 | -99999 | 0
24 | 25 | PEOPLE 3NP:OFF7 | 25 | 1.154 | 41 | 99 | 0.3 | 0.7 | -1 | -1 | -1 | 0 | 0 | 0 | 0 | -1 |  | -1 | -99999 | 0
25 | 26 | PEOPLE 3NP:OFF | 26 | 3.8168 | 41 | 101 | 0.3 | 0.7 | -1 | -1 | -1 | 0 | 0 | 0 | 0 | -1 |  | -1 | -99999 | 0
26 | 27 | PEOPLE 4NP:CORR1 | 27 | 2.5901 | 30 | 103 | 0.3 | 0.7 | -1 | -1 | -1 | 0 | 0 | 0 | 0 | -1 |  | -1 | -99999 | 0
27 | 28 | PEOPLE 4NP:CORR2 | 28 | 2.449 | 30 | 105 | 0.3 | 0.7 | -1 | -1 | -1 | 0 | 0 | 0 | 0 | -1 |  | -1 | -99999 | 0
28 | 29 | PEOPLE 4NP:MECH1 | 29 | 1.276 | 38 | 107 | 0.3 | 0.7 | -1 | -1 | -1 | 0 | 0 | 0 | 0 | -1 |  | -1 | -99999 | 0
29 | 30 | PEOPLE 4NP:WC1 | 30 | 1.9558 | 35 | 109 | 0.3 | 0.7 | -1 | -1 | -1 | 0 | 0 | 0 | 0 | -1 |  | -1 | -99999 | 0
30 | 31 | PEOPLE 4NP:CORR3 | 31 | 9.1744 | 30 | 111 | 0.3 | 0.7 | -1 | -1 | -1 | 0 | 0 | 0 | 0 | -1 |  | -1 | -99999 | 0
31 | 32 | PEOPLE 4NP:SHAFT1 | 32 | 0 | 9 | 113 | 0.3 | 0.7 | -1 | -1 | -1 | 0 | 0 | 0 | 0 | -1 |  | -1 | -99999 | 0
32 | 33 | PEOPLE 4NP:CORR4 | 33 | 4.9548 | 30 | 115 | 0.3 | 0.7 | -1 | -1 | -1 | 0 | 0 | 0 | 0 | -1 |  | -1 | -99999 | 0
33 | 34 | PEOPLE 4NP:OFF1 | 34 | 9.6609 | 41 | 117 | 0.3 | 0.7 | -1 | -1 | -1 | 0 | 0 | 0 | 0 | -1 |  | -1 | -99999 | 0
34 | 35 | PEOPLE 4NP:SHAFT2 | 35 | 0 | 9 | 119 | 0.3 | 0.7 | -1 | -1 | -1 | 0 | 0 | 0 | 0 | -1 |  | -1 | -99999 | 0
35 | 36 | PEOPLE 4NP:SHAFT3 | 36 | 0 | 9 | 121 | 0.3 | 0.7 | -1 | -1 | -1 | 0 | 0 | 0 | 0 | -1 |  | -1 | -99999 | 0
36 | 37 | PEOPLE 4NP:CORR5 | 37 | 6.9771 | 30 | 123 | 0.3 | 0.7 | -1 | -1 | -1 | 0 | 0 | 0 | 0 | -1 |  | -1 | -99999 | 0
37 | 38 | PEOPLE 4NP:STORE | 38 | 0.21 | 33 | 125 | 0.3 | 0.7 | -1 | -1 | -1 | 0 | 0 | 0 | 0 | -1 |  | -1 | -99999 | 0
38 | 39 | PEOPLE 4NP:SHAFT4 | 39 | 0 | 9 | 127 | 0.3 | 0.7 | -1 | -1 | -1 | 0 | 0 | 0 | 0 | -1 |  | -1 | -99999 | 0
39 | 40 | PEOPLE 4NP:KITCH | 40 | 1.296 | 46 | 129 | 0.3 | 0.7 | -1 | -1 | -1 | 0 | 0 | 0 | 0 | -1 |  | -1 | -99999 | 0
40 | 41 | PEOPLE 4NP:WC2 | 41 | 1.5736 | 35 | 131 | 0.3 | 0.7 | -1 | -1 | -1 | 0 | 0 | 0 | 0 | -1 |  | -1 | -99999 | 0
41 | 42 | PEOPLE 4NP:OFF2 | 42 | 2.2267 | 41 | 133 | 0.3 | 0.7 | -1 | -1 | -1 | 0 | 0 | 0 | 0 | -1 |  | -1 | -99999 | 0
42 | 43 | PEOPLE 4NP:OFF3 | 43 | 1.736 | 41 | 135 | 0.3 | 0.7 | -1 | -1 | -1 | 0 | 0 | 0 | 0 | -1 |  | -1 | -99999 | 0
43 | 44 | PEOPLE 4NP:OFF4 | 44 | 2.4741 | 41 | 137 | 0.3 | 0.7 | -1 | -1 | -1 | 0 | 0 | 0 | 0 | -1 |  | -1 | -99999 | 0
44 | 45 | PEOPLE 4NP:WC3 | 45 | 0.54402 | 35 | 139 | 0.3 | 0.7 | -1 | -1 | -1 | 0 | 0 | 0 | 0 | -1 |  | -1 | -99999 | 0
45 | 46 | PEOPLE 4NP:MECH | 46 | 1.43 | 38 | 141 | 0.3 | 0.7 | -1 | -1 | -1 | 0 | 0 | 0 | 0 | -1 |  | -1 | -99999 | 0
46 | 47 | PEOPLE 4NP:CORR6 | 47 | 6.5583 | 30 | 143 | 0.3 | 0.7 | -1 | -1 | -1 | 0 | 0 | 0 | 0 | -1 |  | -1 | -99999 | 0
47 | 48 | PEOPLE 4NP:OFFICE | 48 | 2.775 | 41 | 145 | 0.3 | 0.7 | -1 | -1 | -1 | 0 | 0 | 0 | 0 | -1 |  | -1 | -99999 | 0
48 | 49 | PEOPLE 4NP:OFF5 | 49 | 2.3563 | 41 | 147 | 0.3 | 0.7 | -1 | -1 | -1 | 0 | 0 | 0 | 0 | -1 |  | -1 | -99999 | 0
49 | 50 | PEOPLE 4NP:SHAFT | 50 | 0 | 9 | 149 | 0.3 | 0.7 | -1 | -1 | -1 | 0 | 0 | 0 | 0 | -1 |  | -1 | -99999 | 0
50 | 51 | PEOPLE 4NP:WC | 51 | 2.1356 | 35 | 151 | 0.3 | 0.7 | -1 | -1 | -1 | 0 | 0 | 0 | 0 | -1 |  | -1 | -99999 | 0
51 | 52 | PEOPLE 4NP:CORR | 52 | 4.4362 | 30 | 153 | 0.3 | 0.7 | -1 | -1 | -1 | 0 | 0 | 0 | 0 | -1 |  | -1 | -99999 | 0
52 | 53 | PEOPLE 4NP:OFF6 | 53 | 1.0243 | 41 | 155 | 0.3 | 0.7 | -1 | -1 | -1 | 0 | 0 | 0 | 0 | -1 |  | -1 | -99999 | 0
53 | 54 | PEOPLE 4NP:OFF7 | 54 | 3.1349 | 41 | 157 | 0.3 | 0.7 | -1 | -1 | -1 | 0 | 0 | 0 | 0 | -1 |  | -1 | -99999 | 0
54 | 55 | PEOPLE 4NP:OFF8 | 55 | 4.6578 | 41 | 159 | 0.3 | 0.7 | -1 | -1 | -1 | 0 | 0 | 0 | 0 | -1 |  | -1 | -99999 | 0
55 | 56 | PEOPLE 4NP:OFF9 | 56 | 6.5944 | 41 | 161 | 0.3 | 0.7 | -1 | -1 | -1 | 0 | 0 | 0 | 0 | -1 |  | -1 | -99999 | 0
56 | 57 | PEOPLE 4NP:LOBBY | 57 | 5.9646 | 30 | 163 | 0.3 | 0.7 | -1 | -1 | -1 | 0 | 0 | 0 | 0 | -1 |  | -1 | -99999 | 0
57 | 58 | PEOPLE 4NP:OFF | 58 | 10.4569 | 41 | 165 | 0.3 | 0.7 | -1 | -1 | -1 | 0 | 0 | 0 | 0 | -1 |  | -1 | -99999 | 0
58 | 59 | PEOPLE 5NP:CORR1 | 59 | 2.5901 | 30 | 167 | 0.3 | 0.7 | -1 | -1 | -1 | 0 | 0 | 0 | 0 | -1 |  | -1 | -99999 | 0
59 | 60 | PEOPLE 5NP:CORR2 | 60 | 2.449 | 30 | 169 | 0.3 | 0.7 | -1 | -1 | -1 | 0 | 0 | 0 | 0 | -1 |  | -1 | -99999 | 0
60 | 61 | PEOPLE 5NP:MECH1 | 61 | 1.276 | 38 | 171 | 0.3 | 0.7 | -1 | -1 | -1 | 0 | 0 | 0 | 0 | -1 |  | -1 | -99999 | 0
61 | 62 | PEOPLE 5NP:WC1 | 62 | 1.9558 | 35 | 173 | 0.3 | 0.7 | -1 | -1 | -1 | 0 | 0 | 0 | 0 | -1 |  | -1 | -99999 | 0
62 | 63 | PEOPLE 5NP:CORR3 | 63 | 9.1744 | 30 | 175 | 0.3 | 0.7 | -1 | -1 | -1 | 0 | 0 | 0 | 0 | -1 |  | -1 | -99999 | 0
63 | 64 | PEOPLE 5NP:SHAFT1 | 64 | 0 | 9 | 177 | 0.3 | 0.7 | -1 | -1 | -1 | 0 | 0 | 0 | 0 | -1 |  | -1 | -99999 | 0
64 | 65 | PEOPLE 5NP:CORR4 | 65 | 4.9548 | 30 | 179 | 0.3 | 0.7 | -1 | -1 | -1 | 0 | 0 | 0 | 0 | -1 |  | -1 | -99999 | 0
65 | 66 | PEOPLE 5NP:OFF1 | 66 | 9.6609 | 41 | 181 | 0.3 | 0.7 | -1 | -1 | -1 | 0 | 0 | 0 | 0 | -1 |  | -1 | -99999 | 0
66 | 67 | PEOPLE 5NP:SHAFT2 | 67 | 0 | 9 | 183 | 0.3 | 0.7 | -1 | -1 | -1 | 0 | 0 | 0 | 0 | -1 |  | -1 | -99999 | 0
67 | 68 | PEOPLE 5NP:SHAFT3 | 68 | 0 | 9 | 185 | 0.3 | 0.7 | -1 | -1 | -1 | 0 | 0 | 0 | 0 | -1 |  | -1 | -99999 | 0
68 | 69 | PEOPLE 5NP:CORR5 | 69 | 6.9771 | 30 | 187 | 0.3 | 0.7 | -1 | -1 | -1 | 0 | 0 | 0 | 0 | -1 |  | -1 | -99999 | 0
69 | 70 | PEOPLE 5NP:STORE | 70 | 0.21 | 33 | 189 | 0.3 | 0.7 | -1 | -1 | -1 | 0 | 0 | 0 | 0 | -1 |  | -1 | -99999 | 0
70 | 71 | PEOPLE 5NP:SHAFT4 | 71 | 0 | 9 | 191 | 0.3 | 0.7 | -1 | -1 | -1 | 0 | 0 | 0 | 0 | -1 |  | -1 | -99999 | 0
71 | 72 | PEOPLE 5NP:KITCH | 72 | 1.296 | 46 | 193 | 0.3 | 0.7 | -1 | -1 | -1 | 0 | 0 | 0 | 0 | -1 |  | -1 | -99999 | 0
72 | 73 | PEOPLE 5NP:WC2 | 73 | 1.5736 | 35 | 195 | 0.3 | 0.7 | -1 | -1 | -1 | 0 | 0 | 0 | 0 | -1 |  | -1 | -99999 | 0
73 | 74 | PEOPLE 5NP:OFF2 | 74 | 2.2267 | 41 | 197 | 0.3 | 0.7 | -1 | -1 | -1 | 0 | 0 | 0 | 0 | -1 |  | -1 | -99999 | 0
74 | 75 | PEOPLE 5NP:OFF3 | 75 | 1.736 | 41 | 199 | 0.3 | 0.7 | -1 | -1 | -1 | 0 | 0 | 0 | 0 | -1 |  | -1 | -99999 | 0
75 | 76 | PEOPLE 5NP:OFF4 | 76 | 2.4741 | 41 | 201 | 0.3 | 0.7 | -1 | -1 | -1 | 0 | 0 | 0 | 0 | -1 |  | -1 | -99999 | 0
76 | 77 | PEOPLE 5NP:WC3 | 77 | 0.54402 | 35 | 203 | 0.3 | 0.7 | -1 | -1 | -1 | 0 | 0 | 0 | 0 | -1 |  | -1 | -99999 | 0
77 | 78 | PEOPLE 5NP:MECH | 78 | 1.43 | 38 | 205 | 0.3 | 0.7 | -1 | -1 | -1 | 0 | 0 | 0 | 0 | -1 |  | -1 | -99999 | 0
78 | 79 | PEOPLE 5NP:CORR6 | 79 | 6.5583 | 30 | 207 | 0.3 | 0.7 | -1 | -1 | -1 | 0 | 0 | 0 | 0 | -1 |  | -1 | -99999 | 0
79 | 80 | PEOPLE 5NP:OFFICE | 80 | 2.775 | 41 | 209 | 0.3 | 0.7 | -1 | -1 | -1 | 0 | 0 | 0 | 0 | -1 |  | -1 | -99999 | 0
80 | 81 | PEOPLE 5NP:OFF8 | 81 | 2.3563 | 41 | 211 | 0.3 | 0.7 | -1 | -1 | -1 | 0 | 0 | 0 | 0 | -1 |  | -1 | -99999 | 0
81 | 82 | PEOPLE 5NP:SHAFT | 82 | 0 | 9 | 213 | 0.3 | 0.7 | -1 | -1 | -1 | 0 | 0 | 0 | 0 | -1 |  | -1 | -99999 | 0
82 | 83 | PEOPLE 5NP:WC | 83 | 2.1356 | 35 | 215 | 0.3 | 0.7 | -1 | -1 | -1 | 0 | 0 | 0 | 0 | -1 |  | -1 | -99999 | 0
83 | 84 | PEOPLE 5NP:CORR | 84 | 4.4362 | 30 | 217 | 0.3 | 0.7 | -1 | -1 | -1 | 0 | 0 | 0 | 0 | -1 |  | -1 | -99999 | 0
84 | 85 | PEOPLE 5NP:OFFICETYPE2 | 85 | 1.0243 | 41 | 219 | 0.3 | 0.7 | -1 | -1 | -1 | 0 | 0 | 0 | 0 | -1 |  | -1 | -99999 | 0
85 | 86 | PEOPLE 5NP:OFF7 | 86 | 3.1349 | 41 | 221 | 0.3 | 0.7 | -1 | -1 | -1 | 0 | 0 | 0 | 0 | -1 |  | -1 | -99999 | 0
86 | 87 | PEOPLE 5NP:OFF5 | 87 | 4.6578 | 41 | 223 | 0.3 | 0.7 | -1 | -1 | -1 | 0 | 0 | 0 | 0 | -1 |  | -1 | -99999 | 0
87 | 88 | PEOPLE 5NP:OFF9 | 88 | 6.5944 | 41 | 225 | 0.3 | 0.7 | -1 | -1 | -1 | 0 | 0 | 0 | 0 | -1 |  | -1 | -99999 | 0
88 | 89 | PEOPLE 5NP:LOBBY | 89 | 5.9646 | 30 | 227 | 0.3 | 0.7 | -1 | -1 | -1 | 0 | 0 | 0 | 0 | -1 |  | -1 | -99999 | 0
89 | 90 | PEOPLE 5NP:OFF | 90 | 10.4569 | 41 | 229 | 0.3 | 0.7 | -1 | -1 | -1 | 0 | 0 | 0 | 0 | -1 |  | -1 | -99999 | 0
90 | 91 | PEOPLE 6NP:OFF1 | 91 | 10.4569 | 41 | 231 | 0.3 | 0.7 | -1 | -1 | -1 | 0 | 0 | 0 | 0 | -1 |  | -1 | -99999 | 0
91 | 92 | PEOPLE 6NP:CORR1 | 92 | 6.5583 | 30 | 233 | 0.3 | 0.7 | -1 | -1 | -1 | 0 | 0 | 0 | 0 | -1 |  | -1 | -99999 | 0
92 | 93 | PEOPLE 6NP:OFF2 | 93 | 2.3563 | 41 | 235 | 0.3 | 0.7 | -1 | -1 | -1 | 0 | 0 | 0 | 0 | -1 |  | -1 | -99999 | 0
93 | 94 | PEOPLE 6NP:OFF3 | 94 | 9.6609 | 41 | 237 | 0.3 | 0.7 | -1 | -1 | -1 | 0 | 0 | 0 | 0 | -1 |  | -1 | -99999 | 0
94 | 95 | PEOPLE 6NP:OFF4 | 95 | 2.4741 | 41 | 239 | 0.3 | 0.7 | -1 | -1 | -1 | 0 | 0 | 0 | 0 | -1 |  | -1 | -99999 | 0
95 | 96 | PEOPLE 6NP:LOBBY | 96 | 5.9646 | 30 | 241 | 0.3 | 0.7 | -1 | -1 | -1 | 0 | 0 | 0 | 0 | -1 |  | -1 | -99999 | 0
96 | 97 | PEOPLE 6NP:OFF5 | 97 | 6.5944 | 41 | 243 | 0.3 | 0.7 | -1 | -1 | -1 | 0 | 0 | 0 | 0 | -1 |  | -1 | -99999 | 0
97 | 98 | PEOPLE 6NP:CORR2 | 98 | 2.5901 | 30 | 245 | 0.3 | 0.7 | -1 | -1 | -1 | 0 | 0 | 0 | 0 | -1 |  | -1 | -99999 | 0
98 | 99 | PEOPLE 6NP:SHAFT1 | 99 | 0 | 9 | 247 | 0.3 | 0.7 | -1 | -1 | -1 | 0 | 0 | 0 | 0 | -1 |  | -1 | -99999 | 0
99 | 100 | PEOPLE 6NP:CORR3 | 100 | 2.449 | 30 | 249 | 0.3 | 0.7 | -1 | -1 | -1 | 0 | 0 | 0 | 0 | -1 |  | -1 | -99999 | 0
100 | 101 | PEOPLE 6NP:CORR4 | 101 | 9.1744 | 30 | 251 | 0.3 | 0.7 | -1 | -1 | -1 | 0 | 0 | 0 | 0 | -1 |  | -1 | -99999 | 0
101 | 102 | PEOPLE 6NP:CORR5 | 102 | 4.9548 | 30 | 253 | 0.3 | 0.7 | -1 | -1 | -1 | 0 | 0 | 0 | 0 | -1 |  | -1 | -99999 | 0
102 | 103 | PEOPLE 6NP:MECH1 | 103 | 1.276 | 38 | 255 | 0.3 | 0.7 | -1 | -1 | -1 | 0 | 0 | 0 | 0 | -1 |  | -1 | -99999 | 0
103 | 104 | PEOPLE 6NP:WC1 | 104 | 1.9558 | 35 | 257 | 0.3 | 0.7 | -1 | -1 | -1 | 0 | 0 | 0 | 0 | -1 |  | -1 | -99999 | 0
104 | 105 | PEOPLE 6NP:SHAFT2 | 105 | 0 | 9 | 259 | 0.3 | 0.7 | -1 | -1 | -1 | 0 | 0 | 0 | 0 | -1 |  | -1 | -99999 | 0
105 | 106 | PEOPLE 6NP:SHAFT3 | 106 | 0 | 9 | 261 | 0.3 | 0.7 | -1 | -1 | -1 | 0 | 0 | 0 | 0 | -1 |  | -1 | -99999 | 0
106 | 107 | PEOPLE 6NP:CORR6 | 107 | 6.9771 | 30 | 263 | 0.3 | 0.7 | -1 | -1 | -1 | 0 | 0 | 0 | 0 | -1 |  | -1 | -99999 | 0
107 | 108 | PEOPLE 6NP:STORE | 108 | 0.21 | 33 | 265 | 0.3 | 0.7 | -1 | -1 | -1 | 0 | 0 | 0 | 0 | -1 |  | -1 | -99999 | 0
108 | 109 | PEOPLE 6NP:SHAFT4 | 109 | 0 | 9 | 267 | 0.3 | 0.7 | -1 | -1 | -1 | 0 | 0 | 0 | 0 | -1 |  | -1 | -99999 | 0
109 | 110 | PEOPLE 6NP:KITCH | 110 | 1.296 | 46 | 269 | 0.3 | 0.7 | -1 | -1 | -1 | 0 | 0 | 0 | 0 | -1 |  | -1 | -99999 | 0
110 | 111 | PEOPLE 6NP:WC2 | 111 | 1.5736 | 35 | 271 | 0.3 | 0.7 | -1 | -1 | -1 | 0 | 0 | 0 | 0 | -1 |  | -1 | -99999 | 0
111 | 112 | PEOPLE 6NP:OFFICETYPE3CT | 112 | 2.2267 | 41 | 273 | 0.3 | 0.7 | -1 | -1 | -1 | 0 | 0 | 0 | 0 | -1 |  | -1 | -99999 | 0
112 | 113 | PEOPLE 6NP:WC3 | 113 | 0.54402 | 35 | 275 | 0.3 | 0.7 | -1 | -1 | -1 | 0 | 0 | 0 | 0 | -1 |  | -1 | -99999 | 0
113 | 114 | PEOPLE 6NP:OFF7 | 114 | 1.736 | 41 | 277 | 0.3 | 0.7 | -1 | -1 | -1 | 0 | 0 | 0 | 0 | -1 |  | -1 | -99999 | 0
114 | 115 | PEOPLE 6NP:MECH | 115 | 1.43 | 38 | 279 | 0.3 | 0.7 | -1 | -1 | -1 | 0 | 0 | 0 | 0 | -1 |  | -1 | -99999 | 0
115 | 116 | PEOPLE 6NP:OFFICE | 116 | 2.775 | 41 | 281 | 0.3 | 0.7 | -1 | -1 | -1 | 0 | 0 | 0 | 0 | -1 |  | -1 | -99999 | 0
116 | 117 | PEOPLE 6NP:SHAFT | 117 | 0 | 9 | 283 | 0.3 | 0.7 | -1 | -1 | -1 | 0 | 0 | 0 | 0 | -1 |  | -1 | -99999 | 0
117 | 118 | PEOPLE 6NP:WC | 118 | 2.1356 | 35 | 285 | 0.3 | 0.7 | -1 | -1 | -1 | 0 | 0 | 0 | 0 | -1 |  | -1 | -99999 | 0
118 | 119 | PEOPLE 6NP:CORR | 119 | 4.4362 | 30 | 287 | 0.3 | 0.7 | -1 | -1 | -1 | 0 | 0 | 0 | 0 | -1 |  | -1 | -99999 | 0
119 | 120 | PEOPLE 6NP:OFF8 | 120 | 1.0243 | 41 | 289 | 0.3 | 0.7 | -1 | -1 | -1 | 0 | 0 | 0 | 0 | -1 |  | -1 | -99999 | 0
120 | 121 | PEOPLE 6NP:OFF9 | 121 | 3.1349 | 41 | 291 | 0.3 | 0.7 | -1 | -1 | -1 | 0 | 0 | 0 | 0 | -1 |  | -1 | -99999 | 0
121 | 122 | PEOPLE 6NP:OFFICETYPE3CT/1 | 122 | 4.6578 | 41 | 293 | 0.3 | 0.7 | -1 | -1 | -1 | 0 | 0 | 0 | 0 | -1 |  | -1 | -99999 | 0
122 | 123 | PEOPLE 7NP:MECH | 123 | 22.5961 | 38 | 295 | 0.3 | 0.7 | -1 | -1 | -1 | 0 | 0 | 0 | 0 | -1 |  | -1 | -99999 | 0

## NominalBaseboardHeaters
| NominalBaseboardHeaterIndex | ObjectName | ZoneIndex | ScheduleIndex | CapatLowTemperature | LowTemperature | CapatHighTemperature | HighTemperature | FractionRadiant | FractionConvected | EndUseSubcategory
0 | EMPTY | EMPTY | EMPTY | EMPTY | EMPTY | EMPTY | EMPTY | EMPTY | EMPTY | EMPTY | EMPTY

## ZoneSizes
| ZoneName | LoadType | DesLoad | CalcDesFlow | UserDesFlow | DesDayName | PeakHrMin | PeakTemp | PeakHumRat | CalcOutsideAirFlow
0 | 3NP:CORR1 | Cooling | 1123.7299 | 1123.7299 | 0.083492 | 0.083492 | SUMMER DESIGN DAY IN CENTRAL ADMIN | 7/15 09:00:00 | 25.575 | 0.010677
1 | 3NP:CORR1 | Heating | 1941.5688 | 2524.0394 | 0.057759 | 0.077459 | WINTER DESIGN DAY IN CENTRAL ADMIN | 1/15 07:00:00 | -12.1 | 0.001346
2 | 3NP:CORR2 | Cooling | 2664.2492 | 2664.2492 | 0.19795 | 0.35825 | SUMMER DESIGN DAY IN CENTRAL ADMIN | 7/15 16:30:00 | 30.75 | 0.010677
3 | 3NP:CORR2 | Heating | 3009.5714 | 3912.4428 | 0.089528 | 0.35825 | WINTER DESIGN DAY IN CENTRAL ADMIN | 1/15 07:00:00 | -12.1 | 0.001346
4 | 3NP:CORR3 | Cooling | 2344.6032 | 2344.6032 | 0.1742 | 0.24569 | SUMMER DESIGN DAY IN CENTRAL ADMIN | 7/15 10:30:00 | 28.3925 | 0.010677
5 | 3NP:CORR3 | Heating | 2170.0249 | 2821.0323 | 0.064553 | 0.24569 | WINTER DESIGN DAY IN CENTRAL ADMIN | 1/15 07:00:00 | -12.1 | 0.001346
6 | 3NP:OFF1 | Cooling | 7015.2173 | 8067.4999 | 0.57919 | 0.66607 | SUMMER DESIGN DAY IN CENTRAL ADMIN | 7/15 09:30:00 | 26.5525 | 0.010677
7 | 3NP:OFF1 | Heating | 2109.9844 | 2637.4805 | 0.058587 | 0.091199 | WINTER DESIGN DAY IN CENTRAL ADMIN | 1/15 08:30:00 | -12.1 | 0.001346
8 | 3NP:WC1 | Cooling | 662.1749 | 662.1749 | 0.049199 | 0.058183 | SUMMER DESIGN DAY IN CENTRAL ADMIN | 7/15 09:00:00 | 25.575 | 0.010677
9 | 3NP:WC1 | Heating | 516.9753 | 672.0679 | 0.015379 | 0.058183 | WINTER DESIGN DAY IN CENTRAL ADMIN | 1/15 07:00:00 | -12.1 | 0.001346
10 | 3NP:WC2 | Cooling | 412.3243 | 412.3243 | 0.030635 | 0.04718 | SUMMER DESIGN DAY IN CENTRAL ADMIN | 7/15 14:30:00 | 31.9 | 0.010677
11 | 3NP:WC2 | Heating | 298.9313 | 388.6107 | 0.0088927 | 0.04718 | WINTER DESIGN DAY IN CENTRAL ADMIN | 1/15 07:00:00 | -12.1 | 0.001346
12 | 3NP:CORR4 | Cooling | 543.9452 | 543.9452 | 0.040415 | 0.062547 | SUMMER DESIGN DAY IN CENTRAL ADMIN | 7/15 09:00:00 | 25.575 | 0.010677
13 | 3NP:CORR4 | Heating | 572.7169 | 744.532 | 0.017037 | 0.062547 | WINTER DESIGN DAY IN CENTRAL ADMIN | 1/15 07:00:00 | -12.1 | 0.001346
14 | 3NP:WC3 | Cooling | 541.3499 | 541.3499 | 0.040222 | 0.06066 | SUMMER DESIGN DAY IN CENTRAL ADMIN | 7/15 15:00:00 | 31.9 | 0.010677
15 | 3NP:WC3 | Heating | 371.0385 | 482.3501 | 0.011038 | 0.06066 | WINTER DESIGN DAY IN CENTRAL ADMIN | 1/15 07:00:00 | -12.1 | 0.001346
16 | 3NP:CORR | Cooling | 3010.0766 | 3010.0766 | 0.22365 | 0.22365 | SUMMER DESIGN DAY IN CENTRAL ADMIN | 7/15 18:00:00 | 29.14 | 0.010677
17 | 3NP:CORR | Heating | 2661.0298 | 3459.3388 | 0.079168 | 0.10292 | WINTER DESIGN DAY IN CENTRAL ADMIN | 1/15 07:00:00 | -12.1 | 0.001346
18 | 3NP:OFF2 | Cooling | 828.4425 | 952.7088 | 0.068402 | 0.078663 | SUMMER DESIGN DAY IN CENTRAL ADMIN | 7/15 16:00:00 | 31.21 | 0.010677
19 | 3NP:OFF2 | Heating | 286.6457 | 358.3071 | 0.0079592 | 0.021131 | WINTER DESIGN DAY IN CENTRAL ADMIN | 1/15 08:00:00 | -12.1 | 0.001346
20 | 3NP:LOBBY | Cooling | 3454.5504 | 3454.5504 | 0.25667 | 0.25667 | SUMMER DESIGN DAY IN CENTRAL ADMIN | 7/15 14:00:00 | 31.9 | 0.010677
21 | 3NP:LOBBY | Heating | 3803.1323 | 4944.072 | 0.11315 | 0.24279 | WINTER DESIGN DAY IN CENTRAL ADMIN | 1/15 07:00:00 | -12.1 | 0.001346
22 | 3NP:OFF3 | Cooling | 3376.7146 | 3883.2218 | 0.27879 | 0.32061 | SUMMER DESIGN DAY IN CENTRAL ADMIN | 7/15 10:30:00 | 28.3925 | 0.010677
23 | 3NP:OFF3 | Heating | 1841.4213 | 2301.7767 | 0.05113 | 0.063913 | WINTER DESIGN DAY IN CENTRAL ADMIN | 1/15 07:00:00 | -12.1 | 0.001346
24 | 3NP:WC4 | Cooling | 538.1677 | 538.1677 | 0.039985 | 0.06403 | SUMMER DESIGN DAY IN CENTRAL ADMIN | 7/15 14:30:00 | 31.9 | 0.010677
25 | 3NP:WC4 | Heating | 384.049 | 499.2637 | 0.011425 | 0.06403 | WINTER DESIGN DAY IN CENTRAL ADMIN | 1/15 07:00:00 | -12.1 | 0.001346
26 | 3NP:OFF4 | Cooling | 2800.1236 | 3220.1421 | 0.23119 | 0.26587 | SUMMER DESIGN DAY IN CENTRAL ADMIN | 7/15 10:00:00 | 27.53 | 0.010677
27 | 3NP:OFF4 | Heating | 808.8545 | 1011.0681 | 0.022459 | 0.065605 | WINTER DESIGN DAY IN CENTRAL ADMIN | 1/15 07:30:00 | -12.1 | 0.001346
28 | 3NP:OFF5 | Cooling | 2158.2455 | 2481.9823 | 0.1782 | 0.20493 | SUMMER DESIGN DAY IN CENTRAL ADMIN | 7/15 16:00:00 | 31.21 | 0.010677
29 | 3NP:OFF5 | Heating | 1058.8502 | 1323.5628 | 0.029401 | 0.052186 | WINTER DESIGN DAY IN CENTRAL ADMIN | 1/15 07:30:00 | -12.1 | 0.001346
30 | 3NP:OFF6 | Cooling | 3504.1786 | 4029.8054 | 0.28931 | 0.3327 | SUMMER DESIGN DAY IN CENTRAL ADMIN | 7/15 09:30:00 | 26.5525 | 0.010677
31 | 3NP:OFF6 | Heating | 1482.0042 | 1852.5053 | 0.041151 | 0.051438 | WINTER DESIGN DAY IN CENTRAL ADMIN | 1/15 07:00:00 | -12.1 | 0.001346
32 | 3NP:WC | Cooling | 236.8242 | 236.8242 | 0.017596 | 0.021029 | SUMMER DESIGN DAY IN CENTRAL ADMIN | 7/15 16:00:00 | 31.21 | 0.010677
33 | 3NP:WC | Heating | 291.2359 | 378.6066 | 0.0086636 | 0.021029 | WINTER DESIGN DAY IN CENTRAL ADMIN | 1/15 07:00:00 | -12.1 | 0.001346
34 | 3NP:OFF7 | Cooling | 765.5041 | 880.3297 | 0.0632 | 0.07268 | SUMMER DESIGN DAY IN CENTRAL ADMIN | 7/15 15:30:00 | 31.555 | 0.010677
35 | 3NP:OFF7 | Heating | 564.3684 | 705.4605 | 0.015671 | 0.019589 | WINTER DESIGN DAY IN CENTRAL ADMIN | 1/15 07:00:00 | -12.1 | 0.001346
36 | 3NP:OFF | Cooling | 3110.6723 | 3577.2732 | 0.25681 | 0.29534 | SUMMER DESIGN DAY IN CENTRAL ADMIN | 7/15 18:00:00 | 29.14 | 0.010677
37 | 3NP:OFF | Heating | 1257.1504 | 1571.438 | 0.034907 | 0.043634 | WINTER DESIGN DAY IN CENTRAL ADMIN | 1/15 07:30:00 | -12.1 | 0.001346
38 | 4NP:CORR1 | Cooling | 2951.0075 | 2951.0075 | 0.21926 | 0.21926 | SUMMER DESIGN DAY IN CENTRAL ADMIN | 7/15 17:30:00 | 29.715 | 0.010677
39 | 4NP:CORR1 | Heating | 2644.1581 | 2644.1581 | 0.19826 | 0.19826 | WINTER DESIGN DAY IN CENTRAL ADMIN | 1/15 07:00:00 | -12.1 | 0.001346
40 | 4NP:CORR2 | Cooling | 1083.9428 | 1083.9428 | 0.080536 | 0.080536 | SUMMER DESIGN DAY IN CENTRAL ADMIN | 7/15 15:30:00 | 31.555 | 0.010677
41 | 4NP:CORR2 | Heating | 1836.8719 | 1836.8719 | 0.13773 | 0.13773 | WINTER DESIGN DAY IN CENTRAL ADMIN | 1/15 07:00:00 | -12.1 | 0.001346
42 | 4NP:WC1 | Cooling | 687.7363 | 687.7363 | 0.051098 | 0.05394 | SUMMER DESIGN DAY IN CENTRAL ADMIN | 7/15 09:00:00 | 25.575 | 0.010677
43 | 4NP:WC1 | Heating | 492.0041 | 492.0041 | 0.036891 | 0.05394 | WINTER DESIGN DAY IN CENTRAL ADMIN | 1/15 07:00:00 | -12.1 | 0.001346
44 | 4NP:CORR3 | Cooling | 1755.9408 | 1755.9408 | 0.13046 | 0.24246 | SUMMER DESIGN DAY IN CENTRAL ADMIN | 7/15 09:30:00 | 26.5525 | 0.010677
45 | 4NP:CORR3 | Heating | 1670.4758 | 1670.4758 | 0.12525 | 0.24246 | WINTER DESIGN DAY IN CENTRAL ADMIN | 1/15 07:00:00 | -12.1 | 0.001346
46 | 4NP:CORR4 | Cooling | 1219.2841 | 1219.2841 | 0.090592 | 0.13094 | SUMMER DESIGN DAY IN CENTRAL ADMIN | 7/15 14:30:00 | 31.9 | 0.010677
47 | 4NP:CORR4 | Heating | 1123.6217 | 1123.6217 | 0.084251 | 0.13094 | WINTER DESIGN DAY IN CENTRAL ADMIN | 1/15 07:00:00 | -12.1 | 0.001346
48 | 4NP:OFF1 | Cooling | 7020.4567 | 8073.5252 | 0.57962 | 0.66656 | SUMMER DESIGN DAY IN CENTRAL ADMIN | 7/15 09:30:00 | 26.5525 | 0.010677
49 | 4NP:OFF1 | Heating | 2269.2177 | 2836.5221 | 0.06301 | 0.091199 | WINTER DESIGN DAY IN CENTRAL ADMIN | 1/15 06:30:00 | -12.1 | 0.001346
50 | 4NP:CORR5 | Cooling | 2863.7689 | 2863.7689 | 0.21278 | 0.21278 | SUMMER DESIGN DAY IN CENTRAL ADMIN | 7/15 16:30:00 | 30.75 | 0.010677
51 | 4NP:CORR5 | Heating | 2472.6702 | 2472.6702 | 0.1854 | 0.1854 | WINTER DESIGN DAY IN CENTRAL ADMIN | 1/15 07:00:00 | -12.1 | 0.001346
52 | 4NP:KITCH | Cooling | 784.0431 | 784.0431 | 0.058254 | 0.058254 | SUMMER DESIGN DAY IN CENTRAL ADMIN | 7/15 13:00:00 | 31.325 | 0.010677
53 | 4NP:KITCH | Heating | 264.4609 | 264.4609 | 0.01983 | 0.0372 | WINTER DESIGN DAY IN CENTRAL ADMIN | 1/15 07:00:00 | -12.1 | 0.001346
54 | 4NP:WC2 | Cooling | 411.2631 | 411.2631 | 0.030556 | 0.0434 | SUMMER DESIGN DAY IN CENTRAL ADMIN | 7/15 14:00:00 | 31.9 | 0.010677
55 | 4NP:WC2 | Heating | 273.4914 | 273.4914 | 0.020507 | 0.0434 | WINTER DESIGN DAY IN CENTRAL ADMIN | 1/15 07:00:00 | -12.1 | 0.001346
56 | 4NP:OFF2 | Cooling | 1647.303 | 1894.3984 | 0.13601 | 0.15641 | SUMMER DESIGN DAY IN CENTRAL ADMIN | 7/15 17:30:00 | 29.715 | 0.010677
57 | 4NP:OFF2 | Heating | 510.778 | 638.4725 | 0.014183 | 0.02102 | WINTER DESIGN DAY IN CENTRAL ADMIN | 1/15 07:00:00 | -12.1 | 0.001346
58 | 4NP:OFF3 | Cooling | 576.9486 | 663.4909 | 0.047637 | 0.054782 | SUMMER DESIGN DAY IN CENTRAL ADMIN | 7/15 16:00:00 | 31.21 | 0.010677
59 | 4NP:OFF3 | Heating | 116.9636 | 146.2045 | 0.0032477 | 0.016388 | WINTER DESIGN DAY IN CENTRAL ADMIN | 1/15 07:00:00 | -12.1 | 0.001346
60 | 4NP:OFF4 | Cooling | 1657.1564 | 1905.7298 | 0.13681 | 0.15734 | SUMMER DESIGN DAY IN CENTRAL ADMIN | 7/15 09:30:00 | 26.5525 | 0.010677
61 | 4NP:OFF4 | Heating | 534.5439 | 668.1799 | 0.014843 | 0.023356 | WINTER DESIGN DAY IN CENTRAL ADMIN | 1/15 06:30:00 | -12.1 | 0.001346
62 | 4NP:WC3 | Cooling | 172.5274 | 172.5274 | 0.012819 | 0.015004 | SUMMER DESIGN DAY IN CENTRAL ADMIN | 7/15 15:00:00 | 31.9 | 0.010677
63 | 4NP:WC3 | Heating | 131.1921 | 131.1921 | 0.009837 | 0.015004 | WINTER DESIGN DAY IN CENTRAL ADMIN | 1/15 07:00:00 | -12.1 | 0.001346
64 | 4NP:CORR6 | Cooling | 2437.3809 | 2437.3809 | 0.1811 | 0.1811 | SUMMER DESIGN DAY IN CENTRAL ADMIN | 7/15 09:30:00 | 26.5525 | 0.010677
65 | 4NP:CORR6 | Heating | 2240.3528 | 2240.3528 | 0.16798 | 0.17332 | WINTER DESIGN DAY IN CENTRAL ADMIN | 1/15 07:00:00 | -12.1 | 0.001346
66 | 4NP:OFFICE | Cooling | 968.111 | 1113.3276 | 0.079935 | 0.091925 | SUMMER DESIGN DAY IN CENTRAL ADMIN | 7/15 16:00:00 | 31.21 | 0.010677
67 | 4NP:OFFICE | Heating | 201.1758 | 251.4697 | 0.005586 | 0.026196 | WINTER DESIGN DAY IN CENTRAL ADMIN | 1/15 07:00:00 | -12.1 | 0.001346
68 | 4NP:OFF5 | Cooling | 1646.7522 | 1893.765 | 0.13596 | 0.15635 | SUMMER DESIGN DAY IN CENTRAL ADMIN | 7/15 09:30:00 | 26.5525 | 0.010677
69 | 4NP:OFF5 | Heating | 542.3884 | 677.9855 | 0.01506 | 0.022244 | WINTER DESIGN DAY IN CENTRAL ADMIN | 1/15 07:00:00 | -12.1 | 0.001346
70 | 4NP:WC | Cooling | 540.7471 | 540.7471 | 0.040177 | 0.0589 | SUMMER DESIGN DAY IN CENTRAL ADMIN | 7/15 14:30:00 | 31.9 | 0.010677
71 | 4NP:WC | Heating | 359.1797 | 359.1797 | 0.026932 | 0.0589 | WINTER DESIGN DAY IN CENTRAL ADMIN | 1/15 07:00:00 | -12.1 | 0.001346
72 | 4NP:CORR | Cooling | 1727.7236 | 1727.7236 | 0.12837 | 0.12837 | SUMMER DESIGN DAY IN CENTRAL ADMIN | 7/15 16:30:00 | 30.75 | 0.010677
73 | 4NP:CORR | Heating | 1616.828 | 1616.828 | 0.12123 | 0.12123 | WINTER DESIGN DAY IN CENTRAL ADMIN | 1/15 07:00:00 | -12.1 | 0.001346
74 | 4NP:OFF6 | Cooling | 1118.1644 | 1285.889 | 0.092313 | 0.10616 | SUMMER DESIGN DAY IN CENTRAL ADMIN | 7/15 18:00:00 | 29.14 | 0.010677
75 | 4NP:OFF6 | Heating | 400.2699 | 500.3374 | 0.011114 | 0.013893 | WINTER DESIGN DAY IN CENTRAL ADMIN | 1/15 06:30:00 | -12.1 | 0.001346
76 | 4NP:OFF7 | Cooling | 2391.5781 | 2750.3148 | 0.19746 | 0.22708 | SUMMER DESIGN DAY IN CENTRAL ADMIN | 7/15 17:30:00 | 29.715 | 0.010677
77 | 4NP:OFF7 | Heating | 766.3777 | 957.9721 | 0.02128 | 0.029593 | WINTER DESIGN DAY IN CENTRAL ADMIN | 1/15 07:00:00 | -12.1 | 0.001346
78 | 4NP:OFF8 | Cooling | 3744.0002 | 4305.6003 | 0.30913 | 0.3555 | SUMMER DESIGN DAY IN CENTRAL ADMIN | 7/15 16:00:00 | 31.21 | 0.010677
79 | 4NP:OFF8 | Heating | 1825.9746 | 2282.4682 | 0.050703 | 0.063378 | WINTER DESIGN DAY IN CENTRAL ADMIN | 1/15 06:30:00 | -12.1 | 0.001346
80 | 4NP:OFF9 | Cooling | 5810.2781 | 6681.8198 | 0.47968 | 0.55163 | SUMMER DESIGN DAY IN CENTRAL ADMIN | 7/15 13:00:00 | 31.325 | 0.010677
81 | 4NP:OFF9 | Heating | 3046.1063 | 3807.6329 | 0.084582 | 0.10573 | WINTER DESIGN DAY IN CENTRAL ADMIN | 1/15 06:30:00 | -12.1 | 0.001346
82 | 4NP:LOBBY | Cooling | 2291.2946 | 2291.2946 | 0.17024 | 0.17024 | SUMMER DESIGN DAY IN CENTRAL ADMIN | 7/15 10:00:00 | 27.53 | 0.010677
83 | 4NP:LOBBY | Heating | 2097.126 | 2097.126 | 0.15725 | 0.15763 | WINTER DESIGN DAY IN CENTRAL ADMIN | 1/15 07:00:00 | -12.1 | 0.001346
84 | 4NP:OFF | Cooling | 6028.3655 | 6932.6203 | 0.49775 | 0.57241 | SUMMER DESIGN DAY IN CENTRAL ADMIN | 7/15 16:00:00 | 31.21 | 0.010677
85 | 4NP:OFF | Heating | 4207.4545 | 5259.3182 | 0.11683 | 0.14604 | WINTER DESIGN DAY IN CENTRAL ADMIN | 1/15 06:30:00 | -12.1 | 0.001346
86 | 5NP:CORR1 | Cooling | 2949.0004 | 2949.0004 | 0.21911 | 0.21911 | SUMMER DESIGN DAY IN CENTRAL ADMIN | 7/15 17:30:00 | 29.715 | 0.010677
87 | 5NP:CORR1 | Heating | 2509.9007 | 7529.7022 | 0.1882 | 0.56459 | WINTER DESIGN DAY IN CENTRAL ADMIN | 1/15 07:00:00 | -12.1 | 0.001346
88 | 5NP:CORR2 | Cooling | 1078.0679 | 1078.0679 | 0.080099 | 0.080099 | SUMMER DESIGN DAY IN CENTRAL ADMIN | 7/15 16:00:00 | 31.21 | 0.010677
89 | 5NP:CORR2 | Heating | 1801.3387 | 5404.0161 | 0.13507 | 0.4052 | WINTER DESIGN DAY IN CENTRAL ADMIN | 1/15 07:00:00 | -12.1 | 0.001346
90 | 5NP:WC1 | Cooling | 687.3006 | 687.3006 | 0.051066 | 0.05394 | SUMMER DESIGN DAY IN CENTRAL ADMIN | 7/15 09:00:00 | 25.575 | 0.010677
91 | 5NP:WC1 | Heating | 525.4723 | 1576.4168 | 0.039401 | 0.1182 | WINTER DESIGN DAY IN CENTRAL ADMIN | 1/15 07:00:00 | -12.1 | 0.001346
92 | 5NP:CORR3 | Cooling | 1877.9778 | 1877.9778 | 0.13953 | 0.24246 | SUMMER DESIGN DAY IN CENTRAL ADMIN | 7/15 09:00:00 | 25.575 | 0.010677
93 | 5NP:CORR3 | Heating | 1866.1212 | 5598.3635 | 0.13992 | 0.41977 | WINTER DESIGN DAY IN CENTRAL ADMIN | 1/15 07:00:00 | -12.1 | 0.001346
94 | 5NP:CORR4 | Cooling | 1325.8439 | 1325.8439 | 0.098509 | 0.13094 | SUMMER DESIGN DAY IN CENTRAL ADMIN | 7/15 14:30:00 | 31.9 | 0.010677
95 | 5NP:CORR4 | Heating | 1322.586 | 3967.7579 | 0.099169 | 0.29751 | WINTER DESIGN DAY IN CENTRAL ADMIN | 1/15 07:00:00 | -12.1 | 0.001346
96 | 5NP:OFF1 | Cooling | 7290.5294 | 7290.5294 | 0.54168 | 0.54168 | SUMMER DESIGN DAY IN CENTRAL ADMIN | 7/15 09:30:00 | 26.5525 | 0.010677
97 | 5NP:OFF1 | Heating | 4399.3499 | 13198.0497 | 0.32987 | 0.98961 | WINTER DESIGN DAY IN CENTRAL ADMIN | 1/15 06:00:00 | -12.1 | 0.001346
98 | 5NP:CORR5 | Cooling | 2842.6698 | 2842.6698 | 0.21121 | 0.21121 | SUMMER DESIGN DAY IN CENTRAL ADMIN | 7/15 17:00:00 | 30.29 | 0.010677
99 | 5NP:CORR5 | Heating | 2513.3828 | 7540.1484 | 0.18846 | 0.56537 | WINTER DESIGN DAY IN CENTRAL ADMIN | 1/15 07:00:00 | -12.1 | 0.001346
100 | 5NP:KITCH | Cooling | 852.2162 | 852.2162 | 0.063319 | 0.063319 | SUMMER DESIGN DAY IN CENTRAL ADMIN | 7/15 13:00:00 | 31.325 | 0.010677
101 | 5NP:KITCH | Heating | 347.1786 | 1041.5358 | 0.026032 | 0.078096 | WINTER DESIGN DAY IN CENTRAL ADMIN | 1/15 07:00:00 | -12.1 | 0.001346
102 | 5NP:WC2 | Cooling | 471.8237 | 471.8237 | 0.035056 | 0.0434 | SUMMER DESIGN DAY IN CENTRAL ADMIN | 7/15 14:30:00 | 31.9 | 0.010677
103 | 5NP:WC2 | Heating | 357.5331 | 1072.5992 | 0.026808 | 0.080425 | WINTER DESIGN DAY IN CENTRAL ADMIN | 1/15 07:00:00 | -12.1 | 0.001346
104 | 5NP:OFF2 | Cooling | 1763.8128 | 1763.8128 | 0.13105 | 0.13105 | SUMMER DESIGN DAY IN CENTRAL ADMIN | 7/15 17:30:00 | 29.715 | 0.010677
105 | 5NP:OFF2 | Heating | 1064.2661 | 3192.7982 | 0.0798 | 0.2394 | WINTER DESIGN DAY IN CENTRAL ADMIN | 1/15 06:00:00 | -12.1 | 0.001346
106 | 5NP:OFF3 | Cooling | 607.8381 | 607.8381 | 0.045162 | 0.048484 | SUMMER DESIGN DAY IN CENTRAL ADMIN | 7/15 15:30:00 | 31.555 | 0.010677
107 | 5NP:OFF3 | Heating | 456.9334 | 1370.8002 | 0.034261 | 0.10278 | WINTER DESIGN DAY IN CENTRAL ADMIN | 1/15 07:00:00 | -12.1 | 0.001346
108 | 5NP:OFF4 | Cooling | 1803.1095 | 1803.1095 | 0.13397 | 0.13397 | SUMMER DESIGN DAY IN CENTRAL ADMIN | 7/15 09:30:00 | 26.5525 | 0.010677
109 | 5NP:OFF4 | Heating | 1144.5637 | 3433.691 | 0.085821 | 0.25746 | WINTER DESIGN DAY IN CENTRAL ADMIN | 1/15 06:00:00 | -12.1 | 0.001346
110 | 5NP:WC3 | Cooling | 205.6712 | 205.6712 | 0.015281 | 0.015281 | SUMMER DESIGN DAY IN CENTRAL ADMIN | 7/15 09:00:00 | 25.575 | 0.010677
111 | 5NP:WC3 | Heating | 168.5693 | 505.708 | 0.01264 | 0.037919 | WINTER DESIGN DAY IN CENTRAL ADMIN | 1/15 07:00:00 | -12.1 | 0.001346
112 | 5NP:CORR6 | Cooling | 2627.214 | 2627.214 | 0.1952 | 0.1952 | SUMMER DESIGN DAY IN CENTRAL ADMIN | 7/15 09:30:00 | 26.5525 | 0.010677
113 | 5NP:CORR6 | Heating | 2368.8145 | 7106.4436 | 0.17762 | 0.53285 | WINTER DESIGN DAY IN CENTRAL ADMIN | 1/15 07:00:00 | -12.1 | 0.001346
114 | 5NP:OFFICE | Cooling | 1089.2664 | 1089.2664 | 0.080931 | 0.080931 | SUMMER DESIGN DAY IN CENTRAL ADMIN | 7/15 16:00:00 | 31.21 | 0.010677
115 | 5NP:OFFICE | Heating | 736.569 | 2209.7069 | 0.055229 | 0.16569 | WINTER DESIGN DAY IN CENTRAL ADMIN | 1/15 07:00:00 | -12.1 | 0.001346
116 | 5NP:OFF8 | Cooling | 1793.2066 | 1793.2066 | 0.13323 | 0.13323 | SUMMER DESIGN DAY IN CENTRAL ADMIN | 7/15 09:30:00 | 26.5525 | 0.010677
117 | 5NP:OFF8 | Heating | 1143.8943 | 3431.683 | 0.085771 | 0.25731 | WINTER DESIGN DAY IN CENTRAL ADMIN | 1/15 06:00:00 | -12.1 | 0.001346
118 | 5NP:WC | Cooling | 625.1712 | 625.1712 | 0.04645 | 0.0589 | SUMMER DESIGN DAY IN CENTRAL ADMIN | 7/15 15:00:00 | 31.9 | 0.010677
119 | 5NP:WC | Heating | 462.7132 | 1388.1396 | 0.034695 | 0.10408 | WINTER DESIGN DAY IN CENTRAL ADMIN | 1/15 07:00:00 | -12.1 | 0.001346
120 | 5NP:CORR | Cooling | 1718.3253 | 1718.3253 | 0.12767 | 0.12767 | SUMMER DESIGN DAY IN CENTRAL ADMIN | 7/15 16:30:00 | 30.75 | 0.010677
121 | 5NP:CORR | Heating | 1671.0312 | 5013.0937 | 0.1253 | 0.37589 | WINTER DESIGN DAY IN CENTRAL ADMIN | 1/15 07:00:00 | -12.1 | 0.001346
122 | 5NP:OFFICETYPE2 | Cooling | 1269.7575 | 1269.7575 | 0.094342 | 0.094342 | SUMMER DESIGN DAY IN CENTRAL ADMIN | 7/15 18:00:00 | 29.14 | 0.010677
123 | 5NP:OFFICETYPE2 | Heating | 814.6209 | 2443.8626 | 0.061081 | 0.18324 | WINTER DESIGN DAY IN CENTRAL ADMIN | 1/15 06:00:00 | -12.1 | 0.001346
124 | 5NP:OFF7 | Cooling | 2411.411 | 2411.411 | 0.17917 | 0.17917 | SUMMER DESIGN DAY IN CENTRAL ADMIN | 7/15 17:30:00 | 29.715 | 0.010677
125 | 5NP:OFF7 | Heating | 1462.382 | 4387.146 | 0.10965 | 0.32895 | WINTER DESIGN DAY IN CENTRAL ADMIN | 1/15 06:00:00 | -12.1 | 0.001346
126 | 5NP:OFF5 | Cooling | 3911.663 | 3911.663 | 0.29063 | 0.29063 | SUMMER DESIGN DAY IN CENTRAL ADMIN | 7/15 16:00:00 | 31.21 | 0.010677
127 | 5NP:OFF5 | Heating | 3125.2716 | 9375.8148 | 0.23434 | 0.70301 | WINTER DESIGN DAY IN CENTRAL ADMIN | 1/15 06:00:00 | -12.1 | 0.001346
128 | 5NP:OFF9 | Cooling | 5312.384 | 5312.384 | 0.39471 | 0.39471 | SUMMER DESIGN DAY IN CENTRAL ADMIN | 7/15 14:00:00 | 31.9 | 0.010677
129 | 5NP:OFF9 | Heating | 4440.2232 | 13320.6697 | 0.33293 | 0.9988 | WINTER DESIGN DAY IN CENTRAL ADMIN | 1/15 06:00:00 | -12.1 | 0.001346
130 | 5NP:LOBBY | Cooling | 2330.529 | 2330.529 | 0.17316 | 0.17316 | SUMMER DESIGN DAY IN CENTRAL ADMIN | 7/15 09:30:00 | 26.5525 | 0.010677
131 | 5NP:LOBBY | Heating | 2048.6598 | 6145.9795 | 0.15361 | 0.46083 | WINTER DESIGN DAY IN CENTRAL ADMIN | 1/15 07:00:00 | -12.1 | 0.001346
132 | 5NP:OFF | Cooling | 5918.6377 | 5918.6377 | 0.43975 | 0.43975 | SUMMER DESIGN DAY IN CENTRAL ADMIN | 7/15 16:00:00 | 31.21 | 0.010677
133 | 5NP:OFF | Heating | 6866.8906 | 20600.6717 | 0.51489 | 1.5447 | WINTER DESIGN DAY IN CENTRAL ADMIN | 1/15 06:00:00 | -12.1 | 0.001346
134 | 6NP:OFF1 | Cooling | 5964.007 | 5964.007 | 0.44312 | 0.44312 | SUMMER DESIGN DAY IN CENTRAL ADMIN | 7/15 16:00:00 | 31.21 | 0.010677
135 | 6NP:OFF1 | Heating | 4236.1795 | 12708.5386 | 0.31763 | 0.9529 | WINTER DESIGN DAY IN CENTRAL ADMIN | 1/15 06:30:00 | -12.1 | 0.001346
136 | 6NP:CORR1 | Cooling | 2947.6186 | 2947.6186 | 0.21901 | 0.21901 | SUMMER DESIGN DAY IN CENTRAL ADMIN | 7/15 10:00:00 | 27.53 | 0.010677
137 | 6NP:CORR1 | Heating | 1471.3368 | 4414.0105 | 0.11032 | 0.33097 | WINTER DESIGN DAY IN CENTRAL ADMIN | 1/15 07:00:00 | -12.1 | 0.001346
138 | 6NP:OFF2 | Cooling | 1737.5062 | 1737.5062 | 0.1291 | 0.1291 | SUMMER DESIGN DAY IN CENTRAL ADMIN | 7/15 09:30:00 | 26.5525 | 0.010677
139 | 6NP:OFF2 | Heating | 660.7163 | 1982.1488 | 0.049541 | 0.14862 | WINTER DESIGN DAY IN CENTRAL ADMIN | 1/15 06:30:00 | -12.1 | 0.001346
140 | 6NP:OFF3 | Cooling | 7161.5558 | 7161.5558 | 0.5321 | 0.5321 | SUMMER DESIGN DAY IN CENTRAL ADMIN | 7/15 09:30:00 | 26.5525 | 0.010677
141 | 6NP:OFF3 | Heating | 2689.4276 | 8068.2829 | 0.20166 | 0.60497 | WINTER DESIGN DAY IN CENTRAL ADMIN | 1/15 06:30:00 | -12.1 | 0.001346
142 | 6NP:OFF4 | Cooling | 1763.5333 | 1763.5333 | 0.13103 | 0.13103 | SUMMER DESIGN DAY IN CENTRAL ADMIN | 7/15 09:30:00 | 26.5525 | 0.010677
143 | 6NP:OFF4 | Heating | 668.6586 | 2005.9758 | 0.050137 | 0.15041 | WINTER DESIGN DAY IN CENTRAL ADMIN | 1/15 06:30:00 | -12.1 | 0.001346
144 | 6NP:LOBBY | Cooling | 2253.6901 | 2253.6901 | 0.16745 | 0.16745 | SUMMER DESIGN DAY IN CENTRAL ADMIN | 7/15 09:30:00 | 26.5525 | 0.010677
145 | 6NP:LOBBY | Heating | 1052.4434 | 3157.3301 | 0.078914 | 0.23674 | WINTER DESIGN DAY IN CENTRAL ADMIN | 1/15 07:00:00 | -12.1 | 0.001346
146 | 6NP:OFF5 | Cooling | 5081.5557 | 5081.5557 | 0.37755 | 0.37755 | SUMMER DESIGN DAY IN CENTRAL ADMIN | 7/15 13:30:00 | 31.6125 | 0.010677
147 | 6NP:OFF5 | Heating | 2633.5442 | 7900.6325 | 0.19747 | 0.5924 | WINTER DESIGN DAY IN CENTRAL ADMIN | 1/15 06:30:00 | -12.1 | 0.001346
148 | 6NP:CORR2 | Cooling | 2881.4005 | 2881.4005 | 0.21409 | 0.21409 | SUMMER DESIGN DAY IN CENTRAL ADMIN | 7/15 17:30:00 | 29.715 | 0.010677
149 | 6NP:CORR2 | Heating | 1642.3036 | 4926.9107 | 0.12314 | 0.36943 | WINTER DESIGN DAY IN CENTRAL ADMIN | 1/15 06:30:00 | -12.1 | 0.001346
150 | 6NP:CORR3 | Cooling | 1096.4462 | 1096.4462 | 0.081465 | 0.081465 | SUMMER DESIGN DAY IN CENTRAL ADMIN | 7/15 16:00:00 | 31.21 | 0.010677
151 | 6NP:CORR3 | Heating | 1068.4341 | 3205.3023 | 0.080113 | 0.24034 | WINTER DESIGN DAY IN CENTRAL ADMIN | 1/15 06:30:00 | -12.1 | 0.001346
152 | 6NP:CORR4 | Cooling | 3105.3484 | 3105.3484 | 0.23072 | 0.24246 | SUMMER DESIGN DAY IN CENTRAL ADMIN | 7/15 16:00:00 | 31.21 | 0.010677
153 | 6NP:CORR4 | Heating | 1493.5263 | 4480.5788 | 0.11199 | 0.33596 | WINTER DESIGN DAY IN CENTRAL ADMIN | 1/15 07:00:00 | -12.1 | 0.001346
154 | 6NP:CORR5 | Cooling | 2551.2403 | 2551.2403 | 0.18955 | 0.18955 | SUMMER DESIGN DAY IN CENTRAL ADMIN | 7/15 16:00:00 | 31.21 | 0.010677
155 | 6NP:CORR5 | Heating | 1186.2526 | 3558.7578 | 0.088947 | 0.26684 | WINTER DESIGN DAY IN CENTRAL ADMIN | 1/15 07:00:00 | -12.1 | 0.001346
156 | 6NP:WC1 | Cooling | 711.979 | 711.979 | 0.052899 | 0.05394 | SUMMER DESIGN DAY IN CENTRAL ADMIN | 7/15 16:00:00 | 31.21 | 0.010677
157 | 6NP:WC1 | Heating | 270.0632 | 810.1897 | 0.02025 | 0.060749 | WINTER DESIGN DAY IN CENTRAL ADMIN | 1/15 07:00:00 | -12.1 | 0.001346
158 | 6NP:CORR6 | Cooling | 3222.5946 | 3222.5946 | 0.23944 | 0.23944 | SUMMER DESIGN DAY IN CENTRAL ADMIN | 7/15 16:30:00 | 30.75 | 0.010677
159 | 6NP:CORR6 | Heating | 1503.5616 | 4510.6848 | 0.11274 | 0.33822 | WINTER DESIGN DAY IN CENTRAL ADMIN | 1/15 06:30:00 | -12.1 | 0.001346
160 | 6NP:KITCH | Cooling | 1362.9198 | 1362.9198 | 0.10126 | 0.10126 | SUMMER DESIGN DAY IN CENTRAL ADMIN | 7/15 13:00:00 | 31.325 | 0.010677
161 | 6NP:KITCH | Heating | 434.3437 | 1303.031 | 0.032568 | 0.097703 | WINTER DESIGN DAY IN CENTRAL ADMIN | 1/15 07:00:00 | -12.1 | 0.001346
162 | 6NP:WC2 | Cooling | 1049.205 | 1049.205 | 0.077955 | 0.077955 | SUMMER DESIGN DAY IN CENTRAL ADMIN | 7/15 16:00:00 | 31.21 | 0.010677
163 | 6NP:WC2 | Heating | 442.1917 | 1326.575 | 0.033156 | 0.099468 | WINTER DESIGN DAY IN CENTRAL ADMIN | 1/15 07:00:00 | -12.1 | 0.001346
164 | 6NP:OFFICETYPE3CT | Cooling | 1757.4328 | 1757.4328 | 0.13058 | 0.13058 | SUMMER DESIGN DAY IN CENTRAL ADMIN | 7/15 17:30:00 | 29.715 | 0.010677
165 | 6NP:OFFICETYPE3CT | Heating | 618.8589 | 1856.5768 | 0.046403 | 0.13921 | WINTER DESIGN DAY IN CENTRAL ADMIN | 1/15 06:30:00 | -12.1 | 0.001346
166 | 6NP:WC3 | Cooling | 447.472 | 447.472 | 0.033247 | 0.033247 | SUMMER DESIGN DAY IN CENTRAL ADMIN | 7/15 16:00:00 | 31.21 | 0.010677
167 | 6NP:WC3 | Heating | 194.1164 | 582.3493 | 0.014555 | 0.043665 | WINTER DESIGN DAY IN CENTRAL ADMIN | 1/15 07:00:00 | -12.1 | 0.001346
168 | 6NP:OFF7 | Cooling | 974.527 | 974.527 | 0.072406 | 0.072406 | SUMMER DESIGN DAY IN CENTRAL ADMIN | 7/15 16:00:00 | 31.21 | 0.010677
169 | 6NP:OFF7 | Heating | 377.4467 | 1132.3401 | 0.028301 | 0.084904 | WINTER DESIGN DAY IN CENTRAL ADMIN | 1/15 07:00:00 | -12.1 | 0.001346
170 | 6NP:OFFICE | Cooling | 2040.1547 | 2040.1547 | 0.15158 | 0.15158 | SUMMER DESIGN DAY IN CENTRAL ADMIN | 7/15 16:00:00 | 31.21 | 0.010677
171 | 6NP:OFFICE | Heating | 807.3397 | 2422.019 | 0.060535 | 0.18161 | WINTER DESIGN DAY IN CENTRAL ADMIN | 1/15 07:00:00 | -12.1 | 0.001346
172 | 6NP:WC | Cooling | 1367.1661 | 1367.1661 | 0.10158 | 0.10158 | SUMMER DESIGN DAY IN CENTRAL ADMIN | 7/15 16:00:00 | 31.21 | 0.010677
173 | 6NP:WC | Heating | 571.8848 | 1715.6544 | 0.042881 | 0.12864 | WINTER DESIGN DAY IN CENTRAL ADMIN | 1/15 07:00:00 | -12.1 | 0.001346
174 | 6NP:CORR | Cooling | 2199.3506 | 2199.3506 | 0.16341 | 0.16341 | SUMMER DESIGN DAY IN CENTRAL ADMIN | 7/15 16:30:00 | 30.75 | 0.010677
175 | 6NP:CORR | Heating | 2027.9817 | 6083.9452 | 0.15206 | 0.45618 | WINTER DESIGN DAY IN CENTRAL ADMIN | 1/15 07:00:00 | -12.1 | 0.001346
176 | 6NP:OFF8 | Cooling | 1424.7293 | 1424.7293 | 0.10586 | 0.10586 | SUMMER DESIGN DAY IN CENTRAL ADMIN | 7/15 17:30:00 | 29.715 | 0.010677
177 | 6NP:OFF8 | Heating | 503.3965 | 1510.1896 | 0.037745 | 0.11324 | WINTER DESIGN DAY IN CENTRAL ADMIN | 1/15 06:30:00 | -12.1 | 0.001346
178 | 6NP:OFF9 | Cooling | 2436.7381 | 2436.7381 | 0.18105 | 0.18105 | SUMMER DESIGN DAY IN CENTRAL ADMIN | 7/15 17:30:00 | 29.715 | 0.010677
179 | 6NP:OFF9 | Heating | 881.0546 | 2643.1639 | 0.066063 | 0.19819 | WINTER DESIGN DAY IN CENTRAL ADMIN | 1/15 07:00:00 | -12.1 | 0.001346
180 | 6NP:OFFICETYPE3CT/1 | Cooling | 3869.9536 | 3869.9536 | 0.28753 | 0.28753 | SUMMER DESIGN DAY IN CENTRAL ADMIN | 7/15 16:00:00 | 31.21 | 0.010677
181 | 6NP:OFFICETYPE3CT/1 | Heating | 1901.9937 | 5705.9812 | 0.14261 | 0.42784 | WINTER DESIGN DAY IN CENTRAL ADMIN | 1/15 06:30:00 | -12.1 | 0.001346

## ReportMeterData
| TimeIndex | ReportMeterDataDictionaryIndex | VariableValue | ReportVariableExtendedDataIndex
0 | EMPTY | EMPTY | EMPTY | EMPTY

## ZoneGroups
| ZoneGroupIndex | ZoneListName | ZoneListMultiplier
0 | EMPTY | EMPTY | EMPTY

## ReportMeterExtendedData
| ReportMeterExtendedDataIndex | MaxValue | MaxMonth | MaxDay | MaxHour | MaxStartMinute | MaxMinute | MinValue | MinMonth | MinDay | MinHour | MinStartMinute | MinMinute
0 | EMPTY | EMPTY | EMPTY | EMPTY | EMPTY | EMPTY | EMPTY | EMPTY | EMPTY | EMPTY | EMPTY | EMPTY | EMPTY

## NominalGasEquipment
| NominalGasEquipmentIndex | ObjectName | ZoneIndex | ScheduleIndex | DesignLevel | FractionLatent | FractionRadiant | FractionLost | FractionConvected | EndUseSubcategory
0 | EMPTY | EMPTY | EMPTY | EMPTY | EMPTY | EMPTY | EMPTY | EMPTY | EMPTY | EMPTY

## SystemSizes
| SystemName | Description | Value | Units
0 | 3+4NP | Calculated Cooling Design Air Flow Rate | 3.0027 | m3/s
1 | 3+4NP | User Cooling Design Air Flow Rate | 3.0027 | m3/s
2 | 3+4NP | Calculated Heating Design Air Flow Rate | 2.8962 | m3/s
3 | 3+4NP | User Heating Design Air Flow Rate | 2.8962 | m3/s
4 | 5NP | Calculated Cooling Design Air Flow Rate | 3.6705 | m3/s
5 | 5NP | User Cooling Design Air Flow Rate | 3.6705 | m3/s
6 | 5NP | Calculated Heating Design Air Flow Rate | 9.5229 | m3/s
7 | 5NP | User Heating Design Air Flow Rate | 9.5229 | m3/s
8 | 6NP | Calculated Cooling Design Air Flow Rate | 4.0768 | m3/s
9 | 6NP | User Cooling Design Air Flow Rate | 4.0768 | m3/s
10 | 6NP | Calculated Heating Design Air Flow Rate | 6.59 | m3/s
11 | 6NP | User Heating Design Air Flow Rate | 6.59 | m3/s
12 | AIR LOOP | Calculated Cooling Design Air Flow Rate | 5.333 | m3/s
13 | AIR LOOP | User Cooling Design Air Flow Rate | 0.81715 | m3/s
14 | AIR LOOP | Calculated Heating Design Air Flow Rate | 0.96773 | m3/s
15 | AIR LOOP | User Heating Design Air Flow Rate | 0.81715 | m3/s

## EnvironmentPeriods
| EnvironmentPeriodIndex | SimulationIndex | EnvironmentName | EnvironmentType
0 | 3 | 1 | CENTRAL ADMIN | 3

## ReportMeterDataDictionary
| ReportMeterDataDictionaryIndex | VariableType | IndexGroup | TimestepType | KeyValue | VariableName | ReportingFrequency | ScheduleName | VariableUnits
0 | EMPTY | EMPTY | EMPTY | EMPTY | EMPTY | EMPTY | EMPTY | EMPTY | EMPTY

## ReportVariableExtendedData
| ReportVariableExtendedDataIndex | MaxValue | MaxMonth | MaxDay | MaxHour | MaxStartMinute | MaxMinute | MinValue | MinMonth | MinDay | MinHour | MinStartMinute | MinMinute
0 | 1 | 0 | 1 | 1 | 8 |  | 0 | -1.3 | 1 | 1 | 6 |  | 0
1 | 2 | -1.2 | 1 | 1 | 1 |  | 0 | -3.2 | 1 | 1 | 6 |  | 0
2 | 3 | 101100 | 1 | 1 | 5 |  | 0 | 100100 | 1 | 1 | 1 |  | 0
3 | 4 | 5.1 | 1 | 1 | 3 |  | 0 | 2 | 1 | 1 | 16 |  | 0
4 | 5 | 200 | 1 | 1 | 22 |  | 0 | 130 | 1 | 1 | 15 |  | 0
5 | 6 | 66 | 1 | 1 | 11 |  | 30 | 0 | 1 | 1 | 0 |  | 30
6 | 7 | 0 | 1 | 1 | 0 |  | 30 | 0 | 1 | 1 | 0 |  | 30
7 | 8 | 357.0499 | 1 | 1 | 24 |  | 0 | 18.8047 | 1 | 1 | 0 |  | 30
8 | 9 | 18.6978 | 1 | 1 | 12 |  | 0 | -64.8684 | 1 | 1 | 24 |  | 0
9 | 10 | 24.4854 | 1 | 1 | 6 |  | 30 | 17.6131 | 1 | 1 | 5 |  | 0
10 | 11 | 3.5608 | 1 | 1 | 5 |  | 1 | 0 | 1 | 1 | 0 |  | 30
11 | 12 | 24.4854 | 1 | 1 | 6 |  | 30 | 17.6131 | 1 | 1 | 5 |  | 0
12 | 13 | 3.5608 | 1 | 1 | 5 |  | 1 | 0 | 1 | 1 | 0 |  | 30
13 | 14 | 19.8239 | 1 | 1 | 19 |  | 2 | 13.8547 | 1 | 1 | 5 |  | 0
14 | 15 | 11.2929 | 1 | 1 | 5 |  | 1 | 0 | 1 | 1 | 0 |  | 30
15 | 16 | 19.8239 | 1 | 1 | 19 |  | 2 | 13.8547 | 1 | 1 | 5 |  | 0
16 | 17 | 11.2929 | 1 | 1 | 5 |  | 1 | 0 | 1 | 1 | 0 |  | 30
17 | 18 | 20.2576 | 1 | 1 | 19 |  | 7 | 17.999 | 1 | 1 | 11 |  | 0
18 | 19 | 7.8148 | 1 | 1 | 5 |  | 1 | 0 | 1 | 1 | 0 |  | 30
19 | 20 | 20.2576 | 1 | 1 | 19 |  | 7 | 17.999 | 1 | 1 | 11 |  | 0
20 | 21 | 7.8148 | 1 | 1 | 5 |  | 1 | 0 | 1 | 1 | 0 |  | 30
21 | 22 | 18.0001 | 1 | 1 | 2 |  | 30 | 17.9997 | 1 | 1 | 0 |  | 30
22 | 23 | 0.96903 | 1 | 1 | 0 |  | 30 | 0.96903 | 1 | 1 | 0 |  | 30
23 | 24 | 18.0001 | 1 | 1 | 2 |  | 30 | 17.9997 | 1 | 1 | 0 |  | 30
24 | 25 | 0.96903 | 1 | 1 | 2 |  | 0 | 0.96903 | 1 | 1 | 0 |  | 30
25 | 26 | 24.4854 | 1 | 1 | 6 |  | 30 | 17.6131 | 1 | 1 | 5 |  | 0
26 | 27 | 0.094871 | 1 | 1 | 5 |  | 1 | 0 | 1 | 1 | 0 |  | 30
27 | 28 | 24.4854 | 1 | 1 | 6 |  | 30 | 17.6131 | 1 | 1 | 5 |  | 0
28 | 29 | 0.40708 | 1 | 1 | 5 |  | 1 | 0 | 1 | 1 | 0 |  | 30
29 | 30 | 24.4854 | 1 | 1 | 6 |  | 30 | 17.6131 | 1 | 1 | 5 |  | 0
30 | 31 | 0.27917 | 1 | 1 | 5 |  | 1 | 0 | 1 | 1 | 0 |  | 30
31 | 32 | 24.4854 | 1 | 1 | 6 |  | 30 | 17.6131 | 1 | 1 | 5 |  | 0
32 | 33 | 0.066112 | 1 | 1 | 5 |  | 1 | 0 | 1 | 1 | 0 |  | 30
33 | 34 | 24.4854 | 1 | 1 | 6 |  | 30 | 17.6131 | 1 | 1 | 5 |  | 0
34 | 35 | 0.05361 | 1 | 1 | 5 |  | 1 | 0 | 1 | 1 | 0 |  | 30
35 | 36 | 24.4854 | 1 | 1 | 6 |  | 30 | 17.6131 | 1 | 1 | 5 |  | 0
36 | 37 | 0.071071 | 1 | 1 | 5 |  | 1 | 0 | 1 | 1 | 0 |  | 30
37 | 38 | 24.4854 | 1 | 1 | 6 |  | 30 | 17.6131 | 1 | 1 | 5 |  | 0
38 | 39 | 0.068927 | 1 | 1 | 5 |  | 1 | 0 | 1 | 1 | 0 |  | 30
39 | 40 | 24.4854 | 1 | 1 | 6 |  | 30 | 17.6131 | 1 | 1 | 5 |  | 0
40 | 41 | 0.29165 | 1 | 1 | 5 |  | 1 | 0 | 1 | 1 | 0 |  | 30
41 | 42 | 24.4854 | 1 | 1 | 6 |  | 30 | 17.6131 | 1 | 1 | 5 |  | 0
42 | 43 | 0.072756 | 1 | 1 | 5 |  | 1 | 0 | 1 | 1 | 0 |  | 30
43 | 44 | 24.4854 | 1 | 1 | 6 |  | 30 | 17.6131 | 1 | 1 | 5 |  | 0
44 | 45 | 0.023895 | 1 | 1 | 5 |  | 1 | 0 | 1 | 1 | 0 |  | 30
45 | 46 | 24.4854 | 1 | 1 | 6 |  | 30 | 17.6131 | 1 | 1 | 5 |  | 0
46 | 47 | 0.25413 | 1 | 1 | 5 |  | 1 | 0 | 1 | 1 | 0 |  | 30
47 | 48 | 22.8468 | 1 | 1 | 7 |  | 0 | 13.9828 | 1 | 1 | 5 |  | 0
48 | 49 | 0.26001 | 1 | 1 | 5 |  | 1 | 0 | 1 | 1 | 0 |  | 30
49 | 50 | 24.4854 | 1 | 1 | 6 |  | 30 | 17.6131 | 1 | 1 | 5 |  | 0
50 | 51 | 0.24914 | 1 | 1 | 5 |  | 1 | 0 | 1 | 1 | 0 |  | 30
51 | 52 | 22.7277 | 1 | 1 | 7 |  | 0 | 13.888 | 1 | 1 | 5 |  | 1
52 | 53 | 0.26001 | 1 | 1 | 5 |  | 1 | 0 | 1 | 1 | 0 |  | 30
53 | 54 | 22.6569 | 1 | 1 | 6 |  | 45 | 17.4679 | 1 | 1 | 5 |  | 0
54 | 55 | 0.16333 | 1 | 1 | 5 |  | 1 | 0 | 1 | 1 | 0 |  | 30
55 | 56 | 24.4854 | 1 | 1 | 6 |  | 30 | 17.6131 | 1 | 1 | 5 |  | 0
56 | 57 | 0.1565 | 1 | 1 | 5 |  | 1 | 0 | 1 | 1 | 0 |  | 30
57 | 58 | 22.5378 | 1 | 1 | 6 |  | 45 | 17.4161 | 1 | 1 | 5 |  | 1
58 | 59 | 0.16333 | 1 | 1 | 5 |  | 1 | 0 | 1 | 1 | 0 |  | 30
59 | 60 | 22.5289 | 1 | 1 | 18 |  | 45 | 21.2519 | 1 | 1 | 5 |  | 0
60 | 61 | 0.063965 | 1 | 1 | 5 |  | 1 | 0 | 1 | 1 | 0 |  | 30
61 | 62 | 24.4854 | 1 | 1 | 6 |  | 30 | 17.6131 | 1 | 1 | 5 |  | 0
62 | 63 | 0.061291 | 1 | 1 | 5 |  | 1 | 0 | 1 | 1 | 0 |  | 30
63 | 64 | 22.5289 | 1 | 1 | 18 |  | 45 | 21.2201 | 1 | 1 | 5 |  | 1
64 | 65 | 0.063965 | 1 | 1 | 5 |  | 1 | 0 | 1 | 1 | 0 |  | 30
65 | 66 | 22.3534 | 1 | 1 | 5 |  | 45 | 20.6048 | 1 | 1 | 5 |  | 0
66 | 67 | 0.28752 | 1 | 1 | 5 |  | 1 | 0 | 1 | 1 | 0 |  | 30
67 | 68 | 24.4854 | 1 | 1 | 6 |  | 30 | 17.6131 | 1 | 1 | 5 |  | 0
68 | 69 | 0.2755 | 1 | 1 | 5 |  | 1 | 0 | 1 | 1 | 0 |  | 30
69 | 70 | 22.3534 | 1 | 1 | 5 |  | 45 | 20.5746 | 1 | 1 | 5 |  | 1
70 | 71 | 0.28752 | 1 | 1 | 5 |  | 1 | 0 | 1 | 1 | 0 |  | 30
71 | 72 | 22.4444 | 1 | 1 | 6 |  | 45 | 20.5603 | 1 | 1 | 5 |  | 0
72 | 73 | 0.15528 | 1 | 1 | 5 |  | 1 | 0 | 1 | 1 | 0 |  | 30
73 | 74 | 24.4854 | 1 | 1 | 6 |  | 30 | 17.6131 | 1 | 1 | 5 |  | 0
74 | 75 | 0.14879 | 1 | 1 | 5 |  | 1 | 0 | 1 | 1 | 0 |  | 30
75 | 76 | 22.3268 | 1 | 1 | 7 |  | 0 | 20.5304 | 1 | 1 | 5 |  | 1
76 | 77 | 0.15528 | 1 | 1 | 5 |  | 1 | 0 | 1 | 1 | 0 |  | 30
77 | 78 | 22.4899 | 1 | 1 | 7 |  | 0 | 19.3399 | 1 | 1 | 5 |  | 0
78 | 79 | 0.25232 | 1 | 1 | 5 |  | 1 | 0 | 1 | 1 | 0 |  | 30
79 | 80 | 24.4854 | 1 | 1 | 6 |  | 30 | 17.6131 | 1 | 1 | 5 |  | 0
80 | 81 | 0.24177 | 1 | 1 | 5 |  | 1 | 0 | 1 | 1 | 0 |  | 30
81 | 82 | 22.3708 | 1 | 1 | 7 |  | 0 | 19.2985 | 1 | 1 | 5 |  | 1
82 | 83 | 0.25232 | 1 | 1 | 5 |  | 1 | 0 | 1 | 1 | 0 |  | 30
83 | 84 | 23.5705 | 1 | 1 | 6 |  | 30 | 9.1697 | 1 | 1 | 14 |  | 15
84 | 85 | 0.021837 | 1 | 1 | 7 |  | 4 | 0 | 1 | 1 | 0 |  | 30
85 | 86 | 24.4854 | 1 | 1 | 6 |  | 30 | 17.6131 | 1 | 1 | 5 |  | 0
86 | 87 | 0.066193 | 1 | 1 | 5 |  | 1 | 0 | 1 | 1 | 0 |  | 30
87 | 88 | 23.8418 | 1 | 1 | 7 |  | 6 | 21.5372 | 1 | 1 | 17 |  | 48
88 | 89 | 0.021837 | 1 | 1 | 7 |  | 4 | 0 | 1 | 1 | 0 |  | 30
89 | 90 | 22.513 | 1 | 1 | 18 |  | 45 | 21.2697 | 1 | 1 | 5 |  | 0
90 | 91 | 0.051466 | 1 | 1 | 5 |  | 1 | 0 | 1 | 1 | 0 |  | 30
91 | 92 | 24.4854 | 1 | 1 | 6 |  | 30 | 17.6131 | 1 | 1 | 5 |  | 0
92 | 93 | 0.049315 | 1 | 1 | 5 |  | 1 | 0 | 1 | 1 | 0 |  | 30
93 | 94 | 22.513 | 1 | 1 | 18 |  | 45 | 21.2475 | 1 | 1 | 5 |  | 1
94 | 95 | 0.051466 | 1 | 1 | 5 |  | 1 | 0 | 1 | 1 | 0 |  | 30
95 | 96 | 22.392 | 1 | 1 | 18 |  | 45 | 21.4279 | 1 | 1 | 5 |  | 0
96 | 97 | 0.017793 | 1 | 1 | 5 |  | 1 | 0 | 1 | 1 | 0 |  | 30
97 | 98 | 24.4854 | 1 | 1 | 6 |  | 30 | 17.6131 | 1 | 1 | 5 |  | 0
98 | 99 | 0.017049 | 1 | 1 | 5 |  | 1 | 0 | 1 | 1 | 0 |  | 30
99 | 100 | 22.392 | 1 | 1 | 18 |  | 45 | 21.4082 | 1 | 1 | 5 |  | 1
100 | 101 | 0.017793 | 1 | 1 | 5 |  | 1 | 0 | 1 | 1 | 0 |  | 30
101 | 102 | 22.4601 | 1 | 1 | 7 |  | 0 | 19.5504 | 1 | 1 | 5 |  | 0
102 | 103 | 0.21475 | 1 | 1 | 5 |  | 1 | 0 | 1 | 1 | 0 |  | 30
103 | 104 | 24.4854 | 1 | 1 | 6 |  | 30 | 17.6131 | 1 | 1 | 5 |  | 0
104 | 105 | 0.20578 | 1 | 1 | 5 |  | 1 | 0 | 1 | 1 | 0 |  | 30
105 | 106 | 22.3435 | 1 | 1 | 6 |  | 52 | 19.5104 | 1 | 1 | 5 |  | 1
106 | 107 | 0.21475 | 1 | 1 | 5 |  | 1 | 0 | 1 | 1 | 0 |  | 30
107 | 108 | 22.544 | 1 | 1 | 18 |  | 45 | 21.2468 | 1 | 1 | 5 |  | 0
108 | 109 | 0.069847 | 1 | 1 | 5 |  | 1 | 0 | 1 | 1 | 0 |  | 30
109 | 110 | 24.4854 | 1 | 1 | 6 |  | 30 | 17.6131 | 1 | 1 | 5 |  | 0
110 | 111 | 0.066927 | 1 | 1 | 5 |  | 1 | 0 | 1 | 1 | 0 |  | 30
111 | 112 | 22.544 | 1 | 1 | 18 |  | 45 | 21.2227 | 1 | 1 | 5 |  | 1
112 | 113 | 0.069847 | 1 | 1 | 5 |  | 1 | 0 | 1 | 1 | 0 |  | 30
113 | 114 | 22.4629 | 1 | 1 | 6 |  | 45 | 19.2296 | 1 | 1 | 5 |  | 0
114 | 115 | 0.15223 | 1 | 1 | 5 |  | 1 | 0 | 1 | 1 | 0 |  | 30
115 | 116 | 24.4854 | 1 | 1 | 6 |  | 30 | 17.6131 | 1 | 1 | 5 |  | 0
116 | 117 | 0.14586 | 1 | 1 | 5 |  | 1 | 0 | 1 | 1 | 0 |  | 30
117 | 118 | 22.3448 | 1 | 1 | 7 |  | 0 | 19.1898 | 1 | 1 | 5 |  | 1
118 | 119 | 0.15223 | 1 | 1 | 5 |  | 1 | 0 | 1 | 1 | 0 |  | 30
119 | 120 | 22.4715 | 1 | 1 | 6 |  | 30 | 18.5341 | 1 | 1 | 5 |  | 0
120 | 121 | 0.20188 | 1 | 1 | 5 |  | 1 | 0 | 1 | 1 | 0 |  | 30
121 | 122 | 24.4854 | 1 | 1 | 6 |  | 30 | 17.6131 | 1 | 1 | 5 |  | 0
122 | 123 | 0.19344 | 1 | 1 | 5 |  | 1 | 0 | 1 | 1 | 0 |  | 30
123 | 124 | 22.3524 | 1 | 1 | 6 |  | 30 | 18.4872 | 1 | 1 | 5 |  | 1
124 | 125 | 0.20188 | 1 | 1 | 5 |  | 1 | 0 | 1 | 1 | 0 |  | 30
125 | 126 | 21.6135 | 1 | 1 | 5 |  | 5 | 13.8547 | 1 | 1 | 5 |  | 0
126 | 127 | 0.66952 | 1 | 1 | 5 |  | 1 | 0 | 1 | 1 | 0 |  | 30
127 | 128 | 19.8239 | 1 | 1 | 19 |  | 2 | 13.8547 | 1 | 1 | 5 |  | 0
128 | 129 | 0.64982 | 1 | 1 | 5 |  | 1 | 0 | 1 | 1 | 0 |  | 30
129 | 130 | 21.6135 | 1 | 1 | 5 |  | 5 | 13.7862 | 1 | 1 | 5 |  | 1
130 | 131 | 0.66952 | 1 | 1 | 5 |  | 1 | 0 | 1 | 1 | 0 |  | 30
131 | 132 | 21.4096 | 1 | 1 | 5 |  | 11 | 17.138 | 1 | 1 | 5 |  | 0
132 | 133 | 0.48051 | 1 | 1 | 5 |  | 1 | 0 | 1 | 1 | 0 |  | 30
133 | 134 | 19.8239 | 1 | 1 | 19 |  | 2 | 13.8547 | 1 | 1 | 5 |  | 0
134 | 135 | 0.46637 | 1 | 1 | 5 |  | 1 | 0 | 1 | 1 | 0 |  | 30
135 | 136 | 21.2928 | 1 | 1 | 5 |  | 8 | 17.0983 | 1 | 1 | 5 |  | 1
136 | 137 | 0.48051 | 1 | 1 | 5 |  | 1 | 0 | 1 | 1 | 0 |  | 30
137 | 138 | 21.834 | 1 | 1 | 5 |  | 5 | 20.8779 | 1 | 1 | 6 |  | 30
138 | 139 | 0.14017 | 1 | 1 | 5 |  | 1 | 0 | 1 | 1 | 0 |  | 30
139 | 140 | 19.8239 | 1 | 1 | 19 |  | 2 | 13.8547 | 1 | 1 | 5 |  | 0
140 | 141 | 0.13605 | 1 | 1 | 5 |  | 1 | 0 | 1 | 1 | 0 |  | 30
141 | 142 | 21.7148 | 1 | 1 | 5 |  | 5 | 20.8779 | 1 | 1 | 6 |  | 30
142 | 143 | 0.14017 | 1 | 1 | 5 |  | 1 | 0 | 1 | 1 | 0 |  | 30
143 | 144 | 21.891 | 1 | 1 | 5 |  | 23 | 20.3242 | 1 | 1 | 5 |  | 0
144 | 145 | 0.49779 | 1 | 1 | 5 |  | 1 | 0 | 1 | 1 | 0 |  | 30
145 | 146 | 19.8239 | 1 | 1 | 19 |  | 2 | 13.8547 | 1 | 1 | 5 |  | 0
146 | 147 | 0.48314 | 1 | 1 | 5 |  | 1 | 0 | 1 | 1 | 0 |  | 30
147 | 148 | 21.7718 | 1 | 1 | 5 |  | 23 | 20.2986 | 1 | 1 | 5 |  | 1
148 | 149 | 0.49779 | 1 | 1 | 5 |  | 1 | 0 | 1 | 1 | 0 |  | 30
149 | 150 | 21.8326 | 1 | 1 | 5 |  | 5 | 20.16 | 1 | 1 | 5 |  | 0
150 | 151 | 0.3528 | 1 | 1 | 5 |  | 1 | 0 | 1 | 1 | 0 |  | 30
151 | 152 | 19.8239 | 1 | 1 | 19 |  | 2 | 13.8547 | 1 | 1 | 5 |  | 0
152 | 153 | 0.34242 | 1 | 1 | 5 |  | 1 | 0 | 1 | 1 | 0 |  | 30
153 | 154 | 21.7134 | 1 | 1 | 5 |  | 5 | 20.1332 | 1 | 1 | 5 |  | 1
154 | 155 | 0.3528 | 1 | 1 | 5 |  | 1 | 0 | 1 | 1 | 0 |  | 30
155 | 156 | 21.6638 | 1 | 1 | 5 |  | 6 | 17.6567 | 1 | 1 | 5 |  | 0
156 | 157 | 1.1735 | 1 | 1 | 5 |  | 1 | 0 | 1 | 1 | 0 |  | 30
157 | 158 | 19.8239 | 1 | 1 | 19 |  | 2 | 13.8547 | 1 | 1 | 5 |  | 0
158 | 159 | 1.139 | 1 | 1 | 5 |  | 1 | 0 | 1 | 1 | 0 |  | 30
159 | 160 | 21.5464 | 1 | 1 | 5 |  | 30 | 17.6147 | 1 | 1 | 5 |  | 1
160 | 161 | 1.1735 | 1 | 1 | 5 |  | 1 | 0 | 1 | 1 | 0 |  | 30
161 | 162 | 21.7318 | 1 | 1 | 5 |  | 5 | 18.8573 | 1 | 1 | 5 |  | 0
162 | 163 | 0.67045 | 1 | 1 | 5 |  | 1 | 0 | 1 | 1 | 0 |  | 30
163 | 164 | 19.8239 | 1 | 1 | 19 |  | 2 | 13.8547 | 1 | 1 | 5 |  | 0
164 | 165 | 0.65072 | 1 | 1 | 5 |  | 1 | 0 | 1 | 1 | 0 |  | 30
165 | 166 | 21.6126 | 1 | 1 | 5 |  | 5 | 18.8243 | 1 | 1 | 5 |  | 1
166 | 167 | 0.67045 | 1 | 1 | 5 |  | 1 | 0 | 1 | 1 | 0 |  | 30
167 | 168 | 22.6663 | 1 | 1 | 7 |  | 30 | 8.931 | 1 | 1 | 17 |  | 0
168 | 169 | 0.02585 | 1 | 1 | 5 |  | 1 | 0 | 1 | 1 | 0 |  | 30
169 | 170 | 19.8239 | 1 | 1 | 19 |  | 2 | 13.8547 | 1 | 1 | 5 |  | 0
170 | 171 | 0.089886 | 1 | 1 | 5 |  | 1 | 0 | 1 | 1 | 0 |  | 30
171 | 172 | 22.7008 | 1 | 1 | 8 |  | 18 | 20.9876 | 1 | 1 | 6 |  | 15
172 | 173 | 0.02585 | 1 | 1 | 5 |  | 1 | 0 | 1 | 1 | 0 |  | 30
173 | 174 | 21.8777 | 1 | 1 | 5 |  | 10 | 20.877 | 1 | 1 | 5 |  | 0
174 | 175 | 0.095373 | 1 | 1 | 5 |  | 1 | 0 | 1 | 1 | 0 |  | 30
175 | 176 | 19.8239 | 1 | 1 | 19 |  | 2 | 13.8547 | 1 | 1 | 5 |  | 0
176 | 177 | 0.092566 | 1 | 1 | 5 |  | 1 | 0 | 1 | 1 | 0 |  | 30
177 | 178 | 21.7585 | 1 | 1 | 5 |  | 10 | 20.8577 | 1 | 1 | 5 |  | 1
178 | 179 | 0.095373 | 1 | 1 | 5 |  | 1 | 0 | 1 | 1 | 0 |  | 30
179 | 180 | 21.6498 | 1 | 1 | 5 |  | 7 | 18.2813 | 1 | 1 | 5 |  | 0
180 | 181 | 0.2839 | 1 | 1 | 5 |  | 1 | 0 | 1 | 1 | 0 |  | 30
181 | 182 | 19.8239 | 1 | 1 | 19 |  | 2 | 13.8547 | 1 | 1 | 5 |  | 0
182 | 183 | 0.27554 | 1 | 1 | 5 |  | 1 | 0 | 1 | 1 | 0 |  | 30
183 | 184 | 21.5306 | 1 | 1 | 5 |  | 7 | 18.25 | 1 | 1 | 5 |  | 1
184 | 185 | 0.2839 | 1 | 1 | 5 |  | 1 | 0 | 1 | 1 | 0 |  | 30
185 | 186 | 22.4949 | 1 | 1 | 19 |  | 30 | 20.4944 | 1 | 1 | 5 |  | 0
186 | 187 | 0.12189 | 1 | 1 | 5 |  | 1 | 0 | 1 | 1 | 0 |  | 30
187 | 188 | 19.8239 | 1 | 1 | 19 |  | 2 | 13.8547 | 1 | 1 | 5 |  | 0
188 | 189 | 0.1183 | 1 | 1 | 5 |  | 1 | 0 | 1 | 1 | 0 |  | 30
189 | 190 | 22.4949 | 1 | 1 | 19 |  | 30 | 20.4627 | 1 | 1 | 5 |  | 1
190 | 191 | 0.12189 | 1 | 1 | 5 |  | 1 | 0 | 1 | 1 | 0 |  | 30
191 | 192 | 21.6641 | 1 | 1 | 5 |  | 6 | 18.3036 | 1 | 1 | 5 |  | 0
192 | 193 | 0.30532 | 1 | 1 | 5 |  | 1 | 0 | 1 | 1 | 0 |  | 30
193 | 194 | 19.8239 | 1 | 1 | 19 |  | 2 | 13.8547 | 1 | 1 | 5 |  | 0
194 | 195 | 0.29633 | 1 | 1 | 5 |  | 1 | 0 | 1 | 1 | 0 |  | 30
195 | 196 | 21.5449 | 1 | 1 | 5 |  | 6 | 18.2662 | 1 | 1 | 5 |  | 1
196 | 197 | 0.30532 | 1 | 1 | 5 |  | 1 | 0 | 1 | 1 | 0 |  | 30
197 | 198 | 21.7991 | 1 | 1 | 5 |  | 3 | 20.8178 | 1 | 1 | 6 |  | 22
198 | 199 | 0.044966 | 1 | 1 | 5 |  | 1 | 0 | 1 | 1 | 0 |  | 30
199 | 200 | 19.8239 | 1 | 1 | 19 |  | 2 | 13.8547 | 1 | 1 | 5 |  | 0
200 | 201 | 0.043643 | 1 | 1 | 5 |  | 1 | 0 | 1 | 1 | 0 |  | 30
201 | 202 | 21.6803 | 1 | 1 | 5 |  | 30 | 20.8178 | 1 | 1 | 6 |  | 22
202 | 203 | 0.044966 | 1 | 1 | 5 |  | 1 | 0 | 1 | 1 | 0 |  | 30
203 | 204 | 21.7776 | 1 | 1 | 5 |  | 5 | 19.3028 | 1 | 1 | 5 |  | 0
204 | 205 | 0.63189 | 1 | 1 | 5 |  | 1 | 0 | 1 | 1 | 0 |  | 30
205 | 206 | 19.8239 | 1 | 1 | 19 |  | 2 | 13.8547 | 1 | 1 | 5 |  | 0
206 | 207 | 0.61329 | 1 | 1 | 5 |  | 1 | 0 | 1 | 1 | 0 |  | 30
207 | 208 | 21.7776 | 1 | 1 | 5 |  | 5 | 19.2676 | 1 | 1 | 5 |  | 1
208 | 209 | 0.63189 | 1 | 1 | 5 |  | 1 | 0 | 1 | 1 | 0 |  | 30
209 | 210 | 23.062 | 1 | 1 | 19 |  | 59 | 20.9151 | 1 | 1 | 6 |  | 22
210 | 211 | 0.10627 | 1 | 1 | 5 |  | 1 | 0 | 1 | 1 | 0 |  | 30
211 | 212 | 19.8239 | 1 | 1 | 19 |  | 2 | 13.8547 | 1 | 1 | 5 |  | 0
212 | 213 | 0.1907 | 1 | 1 | 5 |  | 1 | 0 | 1 | 1 | 0 |  | 30
213 | 214 | 23.062 | 1 | 1 | 19 |  | 59 | 20.9151 | 1 | 1 | 6 |  | 22
214 | 215 | 0.10627 | 1 | 1 | 5 |  | 1 | 0 | 1 | 1 | 0 |  | 30
215 | 216 | 21.6416 | 1 | 1 | 5 |  | 5 | 18.3046 | 1 | 1 | 5 |  | 0
216 | 217 | 0.30514 | 1 | 1 | 5 |  | 1 | 0 | 1 | 1 | 0 |  | 30
217 | 218 | 19.8239 | 1 | 1 | 19 |  | 2 | 13.8547 | 1 | 1 | 5 |  | 0
218 | 219 | 0.29616 | 1 | 1 | 5 |  | 1 | 0 | 1 | 1 | 0 |  | 30
219 | 220 | 21.5225 | 1 | 1 | 5 |  | 5 | 18.2683 | 1 | 1 | 5 |  | 1
220 | 221 | 0.30514 | 1 | 1 | 5 |  | 1 | 0 | 1 | 1 | 0 |  | 30
221 | 222 | 21.8878 | 1 | 1 | 5 |  | 11 | 20.8558 | 1 | 1 | 5 |  | 0
222 | 223 | 0.12343 | 1 | 1 | 5 |  | 1 | 0 | 1 | 1 | 0 |  | 30
223 | 224 | 19.8239 | 1 | 1 | 19 |  | 2 | 13.8547 | 1 | 1 | 5 |  | 0
224 | 225 | 0.1198 | 1 | 1 | 5 |  | 1 | 0 | 1 | 1 | 0 |  | 30
225 | 226 | 21.7687 | 1 | 1 | 5 |  | 11 | 20.8345 | 1 | 1 | 5 |  | 1
226 | 227 | 0.12343 | 1 | 1 | 5 |  | 1 | 0 | 1 | 1 | 0 |  | 30
227 | 228 | 21.7154 | 1 | 1 | 5 |  | 5 | 19.1016 | 1 | 1 | 5 |  | 0
228 | 229 | 0.44575 | 1 | 1 | 5 |  | 1 | 0 | 1 | 1 | 0 |  | 30
229 | 230 | 19.8239 | 1 | 1 | 19 |  | 2 | 13.8547 | 1 | 1 | 5 |  | 0
230 | 231 | 0.43263 | 1 | 1 | 5 |  | 1 | 0 | 1 | 1 | 0 |  | 30
231 | 232 | 21.5978 | 1 | 1 | 5 |  | 8 | 19.0637 | 1 | 1 | 5 |  | 1
232 | 233 | 0.44575 | 1 | 1 | 5 |  | 1 | 0 | 1 | 1 | 0 |  | 30
233 | 234 | 21.4144 | 1 | 1 | 5 |  | 12 | 17.321 | 1 | 1 | 5 |  | 0
234 | 235 | 0.2173 | 1 | 1 | 5 |  | 1 | 0 | 1 | 1 | 0 |  | 30
235 | 236 | 19.8239 | 1 | 1 | 19 |  | 2 | 13.8547 | 1 | 1 | 5 |  | 0
236 | 237 | 0.21091 | 1 | 1 | 5 |  | 1 | 0 | 1 | 1 | 0 |  | 30
237 | 238 | 21.2952 | 1 | 1 | 5 |  | 12 | 17.2992 | 1 | 1 | 5 |  | 1
238 | 239 | 0.2173 | 1 | 1 | 5 |  | 1 | 0 | 1 | 1 | 0 |  | 30
239 | 240 | 21.6583 | 1 | 1 | 5 |  | 7 | 18.0055 | 1 | 1 | 5 |  | 0
240 | 241 | 0.39009 | 1 | 1 | 5 |  | 1 | 0 | 1 | 1 | 0 |  | 30
241 | 242 | 19.8239 | 1 | 1 | 19 |  | 2 | 13.8547 | 1 | 1 | 5 |  | 0
242 | 243 | 0.37861 | 1 | 1 | 5 |  | 1 | 0 | 1 | 1 | 0 |  | 30
243 | 244 | 21.5391 | 1 | 1 | 5 |  | 7 | 17.972 | 1 | 1 | 5 |  | 1
244 | 245 | 0.39009 | 1 | 1 | 5 |  | 1 | 0 | 1 | 1 | 0 |  | 30
245 | 246 | 21.4941 | 1 | 1 | 5 |  | 7 | 16.0405 | 1 | 1 | 5 |  | 0
246 | 247 | 0.83367 | 1 | 1 | 5 |  | 1 | 0 | 1 | 1 | 0 |  | 30
247 | 248 | 19.8239 | 1 | 1 | 19 |  | 2 | 13.8547 | 1 | 1 | 5 |  | 0
248 | 249 | 0.80914 | 1 | 1 | 5 |  | 1 | 0 | 1 | 1 | 0 |  | 30
249 | 250 | 21.3749 | 1 | 1 | 5 |  | 7 | 15.9951 | 1 | 1 | 5 |  | 1
250 | 251 | 0.83367 | 1 | 1 | 5 |  | 1 | 0 | 1 | 1 | 0 |  | 30
251 | 252 | 21.4875 | 1 | 1 | 5 |  | 10 | 15.7082 | 1 | 1 | 5 |  | 0
252 | 253 | 1.1844 | 1 | 1 | 5 |  | 1 | 0 | 1 | 1 | 0 |  | 30
253 | 254 | 19.8239 | 1 | 1 | 19 |  | 2 | 13.8547 | 1 | 1 | 5 |  | 0
254 | 255 | 1.1496 | 1 | 1 | 5 |  | 1 | 0 | 1 | 1 | 0 |  | 30
255 | 256 | 21.3704 | 1 | 1 | 5 |  | 8 | 15.6607 | 1 | 1 | 5 |  | 1
256 | 257 | 1.1844 | 1 | 1 | 5 |  | 1 | 0 | 1 | 1 | 0 |  | 30
257 | 258 | 21.7486 | 1 | 1 | 5 |  | 12 | 18.4563 | 1 | 1 | 5 |  | 0
258 | 259 | 0.54648 | 1 | 1 | 5 |  | 1 | 0 | 1 | 1 | 0 |  | 30
259 | 260 | 19.8239 | 1 | 1 | 19 |  | 2 | 13.8547 | 1 | 1 | 5 |  | 0
260 | 261 | 0.5304 | 1 | 1 | 5 |  | 1 | 0 | 1 | 1 | 0 |  | 30
261 | 262 | 21.6304 | 1 | 1 | 5 |  | 5 | 18.411 | 1 | 1 | 5 |  | 1
262 | 263 | 0.54648 | 1 | 1 | 5 |  | 1 | 0 | 1 | 1 | 0 |  | 30
263 | 264 | 21.5006 | 1 | 1 | 5 |  | 12 | 15.8491 | 1 | 1 | 5 |  | 0
264 | 265 | 1.8318 | 1 | 1 | 5 |  | 1 | 0 | 1 | 1 | 0 |  | 30
265 | 266 | 19.8239 | 1 | 1 | 19 |  | 2 | 13.8547 | 1 | 1 | 5 |  | 0
266 | 267 | 1.7779 | 1 | 1 | 5 |  | 1 | 0 | 1 | 1 | 0 |  | 30
267 | 268 | 21.3814 | 1 | 1 | 5 |  | 12 | 15.8024 | 1 | 1 | 5 |  | 1
268 | 269 | 1.8318 | 1 | 1 | 5 |  | 1 | 0 | 1 | 1 | 0 |  | 30
269 | 270 | 20.2576 | 1 | 1 | 19 |  | 7 | 19.2929 | 1 | 1 | 13 |  | 52
270 | 271 | 0.26877 | 1 | 1 | 5 |  | 2 | 0 | 1 | 1 | 2 |  | 30
271 | 272 | 20.2576 | 1 | 1 | 19 |  | 7 | 17.999 | 1 | 1 | 11 |  | 0
272 | 273 | 1.1278 | 1 | 1 | 5 |  | 1 | 0 | 1 | 1 | 0 |  | 30
273 | 274 | 20.2576 | 1 | 1 | 19 |  | 7 | 19.2923 | 1 | 1 | 15 |  | 0
274 | 275 | 0.26877 | 1 | 1 | 5 |  | 2 | 0 | 1 | 1 | 2 |  | 30
275 | 276 | 20.2396 | 1 | 1 | 19 |  | 7 | 19.5096 | 1 | 1 | 10 |  | 15
276 | 277 | 0.057304 | 1 | 1 | 7 |  | 36 | 0 | 1 | 1 | 0 |  | 30
277 | 278 | 20.2576 | 1 | 1 | 19 |  | 7 | 17.999 | 1 | 1 | 11 |  | 0
278 | 279 | 0.39172 | 1 | 1 | 5 |  | 1 | 0 | 1 | 1 | 0 |  | 30
279 | 280 | 20.2396 | 1 | 1 | 19 |  | 7 | 19.5096 | 1 | 1 | 10 |  | 15
280 | 281 | 0.057304 | 1 | 1 | 7 |  | 36 | 0 | 1 | 1 | 0 |  | 30
281 | 282 | 20.3316 | 1 | 1 | 19 |  | 10 | 19.437 | 1 | 1 | 12 |  | 30
282 | 283 | 0.041885 | 1 | 1 | 5 |  | 3 | 0 | 1 | 1 | 0 |  | 30
283 | 284 | 20.2576 | 1 | 1 | 19 |  | 7 | 17.999 | 1 | 1 | 11 |  | 0
284 | 285 | 0.17591 | 1 | 1 | 5 |  | 1 | 0 | 1 | 1 | 0 |  | 30
285 | 286 | 20.3316 | 1 | 1 | 19 |  | 10 | 19.437 | 1 | 1 | 12 |  | 30
286 | 287 | 0.041885 | 1 | 1 | 5 |  | 3 | 0 | 1 | 1 | 0 |  | 30
287 | 288 | 20.3343 | 1 | 1 | 19 |  | 10 | 19.4223 | 1 | 1 | 13 |  | 30
288 | 289 | 0.19889 | 1 | 1 | 5 |  | 7 | 0 | 1 | 1 | 1 |  | 0
289 | 290 | 20.2576 | 1 | 1 | 19 |  | 7 | 17.999 | 1 | 1 | 11 |  | 0
290 | 291 | 0.71603 | 1 | 1 | 5 |  | 1 | 0 | 1 | 1 | 0 |  | 30
291 | 292 | 20.3343 | 1 | 1 | 19 |  | 10 | 19.4223 | 1 | 1 | 13 |  | 30
292 | 293 | 0.19889 | 1 | 1 | 5 |  | 7 | 0 | 1 | 1 | 1 |  | 0
293 | 294 | 20.353 | 1 | 1 | 19 |  | 10 | 19.4527 | 1 | 1 | 12 |  | 30
294 | 295 | 0.055798 | 1 | 1 | 5 |  | 2 | 0 | 1 | 1 | 0 |  | 30
295 | 296 | 20.2576 | 1 | 1 | 19 |  | 7 | 17.999 | 1 | 1 | 11 |  | 0
296 | 297 | 0.17802 | 1 | 1 | 5 |  | 1 | 0 | 1 | 1 | 0 |  | 30
297 | 298 | 20.353 | 1 | 1 | 19 |  | 10 | 19.4527 | 1 | 1 | 12 |  | 30
298 | 299 | 0.055798 | 1 | 1 | 5 |  | 2 | 0 | 1 | 1 | 0 |  | 30
299 | 300 | 20.1791 | 1 | 1 | 19 |  | 10 | 19.5789 | 1 | 1 | 11 |  | 22
300 | 301 | 0.075018 | 1 | 1 | 7 |  | 2 | 0 | 1 | 1 | 0 |  | 30
301 | 302 | 20.2576 | 1 | 1 | 19 |  | 7 | 17.999 | 1 | 1 | 11 |  | 0
302 | 303 | 0.2802 | 1 | 1 | 5 |  | 1 | 0 | 1 | 1 | 0 |  | 30
303 | 304 | 20.1449 | 1 | 1 | 19 |  | 7 | 19.5789 | 1 | 1 | 11 |  | 22
304 | 305 | 0.075018 | 1 | 1 | 7 |  | 2 | 0 | 1 | 1 | 0 |  | 30
305 | 306 | 20.2355 | 1 | 1 | 19 |  | 7 | 19.3056 | 1 | 1 | 15 |  | 7
306 | 307 | 0.15306 | 1 | 1 | 6 |  | 7 | 0 | 1 | 1 | 1 |  | 0
307 | 308 | 20.2576 | 1 | 1 | 19 |  | 7 | 17.999 | 1 | 1 | 11 |  | 0
308 | 309 | 0.70115 | 1 | 1 | 5 |  | 1 | 0 | 1 | 1 | 0 |  | 30
309 | 310 | 20.2355 | 1 | 1 | 19 |  | 7 | 19.3053 | 1 | 1 | 15 |  | 0
310 | 311 | 0.15306 | 1 | 1 | 6 |  | 7 | 0 | 1 | 1 | 1 |  | 0
311 | 312 | 20.1352 | 1 | 1 | 22 |  | 30 | 19.1262 | 1 | 1 | 13 |  | 52
312 | 313 | 0.094158 | 1 | 1 | 19 |  | 2 | 0 | 1 | 1 | 1 |  | 0
313 | 314 | 20.2576 | 1 | 1 | 19 |  | 7 | 17.999 | 1 | 1 | 11 |  | 0
314 | 315 | 0.43724 | 1 | 1 | 5 |  | 1 | 0 | 1 | 1 | 0 |  | 30
315 | 316 | 20.0282 | 1 | 1 | 2 |  | 0 | 19.1262 | 1 | 1 | 13 |  | 52
316 | 317 | 0.094158 | 1 | 1 | 19 |  | 2 | 0 | 1 | 1 | 1 |  | 0
317 | 318 | 20.124 | 1 | 1 | 19 |  | 42 | 19.2915 | 1 | 1 | 14 |  | 7
318 | 319 | 0.071175 | 1 | 1 | 5 |  | 2 | 0 | 1 | 1 | 1 |  | 30
319 | 320 | 20.2576 | 1 | 1 | 19 |  | 7 | 17.999 | 1 | 1 | 11 |  | 0
320 | 321 | 0.28446 | 1 | 1 | 5 |  | 1 | 0 | 1 | 1 | 0 |  | 30
321 | 322 | 20.0393 | 1 | 1 | 19 |  | 7 | 19.2911 | 1 | 1 | 14 |  | 0
322 | 323 | 0.071175 | 1 | 1 | 5 |  | 2 | 0 | 1 | 1 | 1 |  | 30
323 | 324 | 20.3722 | 1 | 1 | 19 |  | 30 | 19.6136 | 1 | 1 | 6 |  | 15
324 | 325 | 0.079177 | 1 | 1 | 19 |  | 2 | 0 | 1 | 1 | 0 |  | 30
325 | 326 | 20.2576 | 1 | 1 | 19 |  | 7 | 17.999 | 1 | 1 | 11 |  | 0
326 | 327 | 0.39763 | 1 | 1 | 5 |  | 1 | 0 | 1 | 1 | 0 |  | 30
327 | 328 | 20.3722 | 1 | 1 | 19 |  | 30 | 19.6136 | 1 | 1 | 6 |  | 15
328 | 329 | 0.079177 | 1 | 1 | 19 |  | 2 | 0 | 1 | 1 | 0 |  | 30
329 | 330 | 20.3623 | 1 | 1 | 19 |  | 10 | 19.4955 | 1 | 1 | 6 |  | 37
330 | 331 | 0.069082 | 1 | 1 | 19 |  | 2 | 0 | 1 | 1 | 0 |  | 30
331 | 332 | 20.2576 | 1 | 1 | 19 |  | 7 | 17.999 | 1 | 1 | 11 |  | 0
332 | 333 | 0.31582 | 1 | 1 | 5 |  | 1 | 0 | 1 | 1 | 0 |  | 30
333 | 334 | 20.3623 | 1 | 1 | 19 |  | 10 | 19.495 | 1 | 1 | 6 |  | 22
334 | 335 | 0.069082 | 1 | 1 | 19 |  | 2 | 0 | 1 | 1 | 0 |  | 30
335 | 336 | 21.0979 | 1 | 1 | 17 |  | 0 | 19.7023 | 1 | 1 | 6 |  | 52
336 | 337 | 0.008752 | 1 | 1 | 5 |  | 21 | 0 | 1 | 1 | 0 |  | 30
337 | 338 | 20.2576 | 1 | 1 | 19 |  | 7 | 17.999 | 1 | 1 | 11 |  | 0
338 | 339 | 0.071901 | 1 | 1 | 5 |  | 1 | 0 | 1 | 1 | 0 |  | 30
339 | 340 | 21.0979 | 1 | 1 | 17 |  | 0 | 19.7023 | 1 | 1 | 6 |  | 52
340 | 341 | 0.008752 | 1 | 1 | 5 |  | 21 | 0 | 1 | 1 | 0 |  | 30
341 | 342 | 20.1761 | 1 | 1 | 19 |  | 7 | 19.5193 | 1 | 1 | 8 |  | 52
342 | 343 | 0.096654 | 1 | 1 | 5 |  | 15 | 0 | 1 | 1 | 0 |  | 30
343 | 344 | 20.2576 | 1 | 1 | 19 |  | 7 | 17.999 | 1 | 1 | 11 |  | 0
344 | 345 | 0.4003 | 1 | 1 | 5 |  | 1 | 0 | 1 | 1 | 0 |  | 30
345 | 346 | 20.1761 | 1 | 1 | 19 |  | 7 | 19.5189 | 1 | 1 | 6 |  | 52
346 | 347 | 0.096654 | 1 | 1 | 5 |  | 15 | 0 | 1 | 1 | 0 |  | 30
347 | 348 | 21.9659 | 1 | 1 | 14 |  | 0 | 19.5427 | 1 | 1 | 5 |  | 55
348 | 349 | 0 | 1 | 1 | 0 |  | 30 | 0 | 1 | 1 | 0 |  | 30
349 | 350 | 20.2576 | 1 | 1 | 19 |  | 7 | 17.999 | 1 | 1 | 11 |  | 0
350 | 351 | 0.11985 | 1 | 1 | 5 |  | 1 | 0 | 1 | 1 | 0 |  | 30
351 | 352 | 21.9659 | 1 | 1 | 14 |  | 0 | 19.5427 | 1 | 1 | 5 |  | 55
352 | 353 | 0 | 1 | 1 | 0 |  | 30 | 0 | 1 | 1 | 0 |  | 30
353 | 354 | 20.6272 | 1 | 1 | 19 |  | 30 | 19.4847 | 1 | 1 | 6 |  | 15
354 | 355 | 0.012237 | 1 | 1 | 5 |  | 6 | 0 | 1 | 1 | 0 |  | 30
355 | 356 | 20.2576 | 1 | 1 | 19 |  | 7 | 17.999 | 1 | 1 | 11 |  | 0
356 | 357 | 0.11773 | 1 | 1 | 5 |  | 1 | 0 | 1 | 1 | 0 |  | 30
357 | 358 | 20.6272 | 1 | 1 | 19 |  | 30 | 19.4847 | 1 | 1 | 6 |  | 15
358 | 359 | 0.012237 | 1 | 1 | 5 |  | 6 | 0 | 1 | 1 | 0 |  | 30
359 | 360 | 20.3583 | 1 | 1 | 19 |  | 10 | 19.4427 | 1 | 1 | 18 |  | 45
360 | 361 | 0.048745 | 1 | 1 | 7 |  | 2 | 0 | 1 | 1 | 0 |  | 30
361 | 362 | 20.2576 | 1 | 1 | 19 |  | 7 | 17.999 | 1 | 1 | 11 |  | 0
362 | 363 | 0.16476 | 1 | 1 | 5 |  | 1 | 0 | 1 | 1 | 0 |  | 30
363 | 364 | 20.3583 | 1 | 1 | 19 |  | 10 | 19.4427 | 1 | 1 | 18 |  | 45
364 | 365 | 0.048745 | 1 | 1 | 7 |  | 2 | 0 | 1 | 1 | 0 |  | 30
365 | 366 | 20.5608 | 1 | 1 | 19 |  | 30 | 19.4397 | 1 | 1 | 6 |  | 30
366 | 367 | 0.010949 | 1 | 1 | 5 |  | 3 | 0 | 1 | 1 | 0 |  | 30
367 | 368 | 20.2576 | 1 | 1 | 19 |  | 7 | 17.999 | 1 | 1 | 11 |  | 0
368 | 369 | 0.051681 | 1 | 1 | 5 |  | 1 | 0 | 1 | 1 | 0 |  | 30
369 | 370 | 20.5608 | 1 | 1 | 19 |  | 30 | 19.4397 | 1 | 1 | 6 |  | 30
370 | 371 | 0.010949 | 1 | 1 | 5 |  | 3 | 0 | 1 | 1 | 0 |  | 30
371 | 372 | 21.819 | 1 | 1 | 19 |  | 30 | 19.5606 | 1 | 1 | 6 |  | 37
372 | 373 | 0.012564 | 1 | 1 | 6 |  | 15 | 0 | 1 | 1 | 0 |  | 30
373 | 374 | 20.2576 | 1 | 1 | 19 |  | 7 | 17.999 | 1 | 1 | 11 |  | 0
374 | 375 | 0.10049 | 1 | 1 | 5 |  | 1 | 0 | 1 | 1 | 0 |  | 30
375 | 376 | 21.819 | 1 | 1 | 19 |  | 30 | 19.5598 | 1 | 1 | 6 |  | 15
376 | 377 | 0.012564 | 1 | 1 | 6 |  | 15 | 0 | 1 | 1 | 0 |  | 30
377 | 378 | 22.5457 | 1 | 1 | 19 |  | 59 | 19.464 | 1 | 1 | 6 |  | 22
378 | 379 | 0.02187 | 1 | 1 | 5 |  | 40 | 0 | 1 | 1 | 0 |  | 30
379 | 380 | 20.2576 | 1 | 1 | 19 |  | 7 | 17.999 | 1 | 1 | 11 |  | 0
380 | 381 | 0.21494 | 1 | 1 | 5 |  | 1 | 0 | 1 | 1 | 0 |  | 30
381 | 382 | 22.5457 | 1 | 1 | 19 |  | 59 | 19.464 | 1 | 1 | 6 |  | 22
382 | 383 | 0.02187 | 1 | 1 | 5 |  | 40 | 0 | 1 | 1 | 0 |  | 30
383 | 384 | 20.66 | 1 | 1 | 19 |  | 30 | 19.4913 | 1 | 1 | 6 |  | 22
384 | 385 | 0.022529 | 1 | 1 | 5 |  | 3 | 0 | 1 | 1 | 0 |  | 30
385 | 386 | 20.2576 | 1 | 1 | 19 |  | 7 | 17.999 | 1 | 1 | 11 |  | 0
386 | 387 | 0.15226 | 1 | 1 | 5 |  | 1 | 0 | 1 | 1 | 0 |  | 30
387 | 388 | 20.66 | 1 | 1 | 19 |  | 30 | 19.4913 | 1 | 1 | 6 |  | 22
388 | 389 | 0.022529 | 1 | 1 | 5 |  | 3 | 0 | 1 | 1 | 0 |  | 30
389 | 390 | 21.6497 | 1 | 1 | 5 |  | 8 | 18.7335 | 1 | 1 | 5 |  | 0
390 | 391 | 0.54097 | 1 | 1 | 5 |  | 1 | 0 | 1 | 1 | 0 |  | 30
391 | 392 | 20.2576 | 1 | 1 | 19 |  | 7 | 17.999 | 1 | 1 | 11 |  | 0
392 | 393 | 0.53992 | 1 | 1 | 5 |  | 1 | 0 | 1 | 1 | 0 |  | 30
393 | 394 | 21.5317 | 1 | 1 | 5 |  | 7 | 18.7052 | 1 | 1 | 5 |  | 1
394 | 395 | 0.54097 | 1 | 1 | 5 |  | 1 | 0 | 1 | 1 | 0 |  | 30
395 | 396 | 20.2383 | 1 | 1 | 19 |  | 7 | 19.2319 | 1 | 1 | 13 |  | 45
396 | 397 | 0.030436 | 1 | 1 | 5 |  | 6 | 0 | 1 | 1 | 0 |  | 30
397 | 398 | 20.2576 | 1 | 1 | 19 |  | 7 | 17.999 | 1 | 1 | 11 |  | 0
398 | 399 | 0.13402 | 1 | 1 | 5 |  | 1 | 0 | 1 | 1 | 0 |  | 30
399 | 400 | 20.2383 | 1 | 1 | 19 |  | 7 | 19.2319 | 1 | 1 | 13 |  | 45
400 | 401 | 0.030436 | 1 | 1 | 5 |  | 6 | 0 | 1 | 1 | 0 |  | 30
401 | 402 | 20.3173 | 1 | 1 | 19 |  | 10 | 19.4275 | 1 | 1 | 12 |  | 45
402 | 403 | 0.0755 | 1 | 1 | 5 |  | 2 | 0 | 1 | 1 | 1 |  | 30
403 | 404 | 20.2576 | 1 | 1 | 19 |  | 7 | 17.999 | 1 | 1 | 11 |  | 0
404 | 405 | 0.23457 | 1 | 1 | 5 |  | 1 | 0 | 1 | 1 | 0 |  | 30
405 | 406 | 20.3173 | 1 | 1 | 19 |  | 10 | 19.4275 | 1 | 1 | 12 |  | 45
406 | 407 | 0.0755 | 1 | 1 | 5 |  | 2 | 0 | 1 | 1 | 1 |  | 30
407 | 408 | 20.2363 | 1 | 1 | 19 |  | 7 | 19.2993 | 1 | 1 | 15 |  | 52
408 | 409 | 0.14092 | 1 | 1 | 5 |  | 5 | 0 | 1 | 1 | 0 |  | 30
409 | 410 | 20.2576 | 1 | 1 | 19 |  | 7 | 17.999 | 1 | 1 | 11 |  | 0
410 | 411 | 0.50638 | 1 | 1 | 5 |  | 1 | 0 | 1 | 1 | 0 |  | 30
411 | 412 | 20.2363 | 1 | 1 | 19 |  | 7 | 19.2993 | 1 | 1 | 15 |  | 52
412 | 413 | 0.14092 | 1 | 1 | 5 |  | 5 | 0 | 1 | 1 | 0 |  | 30
413 | 414 | 18.0001 | 1 | 1 | 2 |  | 30 | 17.9997 | 1 | 1 | 0 |  | 30
414 | 415 | 0.10815 | 1 | 1 | 0 |  | 30 | 0.10815 | 1 | 1 | 0 |  | 30
415 | 416 | 22.3714 | 1 | 1 | 17 |  | 0 | 19.9995 | 1 | 1 | 4 |  | 30
416 | 417 | 0.05681 | 1 | 1 | 6 |  | 45 | 0 | 1 | 1 | 0 |  | 30
417 | 418 | 22.3714 | 1 | 1 | 17 |  | 0 | 19.9995 | 1 | 1 | 4 |  | 30
418 | 419 | 0.05681 | 1 | 1 | 6 |  | 45 | 0 | 1 | 1 | 0 |  | 30
419 | 420 | 18.0001 | 1 | 1 | 2 |  | 30 | 17.9997 | 1 | 1 | 0 |  | 30
420 | 421 | 0.025059 | 1 | 1 | 0 |  | 30 | 0.025059 | 1 | 1 | 0 |  | 30
421 | 422 | 23.2671 | 1 | 1 | 17 |  | 0 | 19.9983 | 1 | 1 | 7 |  | 0
422 | 423 | 0 | 1 | 1 | 0 |  | 30 | 0 | 1 | 1 | 0 |  | 30
423 | 424 | 23.2671 | 1 | 1 | 17 |  | 0 | 19.9983 | 1 | 1 | 7 |  | 0
424 | 425 | 0 | 1 | 1 | 0 |  | 30 | 0 | 1 | 1 | 0 |  | 30
425 | 426 | 18.0001 | 1 | 1 | 2 |  | 30 | 17.9997 | 1 | 1 | 0 |  | 30
426 | 427 | 0.067804 | 1 | 1 | 0 |  | 30 | 0.067804 | 1 | 1 | 0 |  | 30
427 | 428 | 31.852 | 1 | 1 | 23 |  | 30 | 19.9994 | 1 | 1 | 19 |  | 55
428 | 429 | 0.0007088 | 1 | 1 | 5 |  | 0 | 0 | 1 | 1 | 0 |  | 30
429 | 430 | 21.3558 | 1 | 1 | 17 |  | 0 | 19.9994 | 1 | 1 | 19 |  | 55
430 | 431 | 0.0007088 | 1 | 1 | 5 |  | 0 | 0 | 1 | 1 | 0 |  | 30
431 | 432 | 18.0001 | 1 | 1 | 2 |  | 30 | 17.9997 | 1 | 1 | 0 |  | 30
432 | 433 | 0.077798 | 1 | 1 | 0 |  | 30 | 0.077798 | 1 | 1 | 0 |  | 30
433 | 434 | 35.4713 | 1 | 1 | 6 |  | 0 | 19.9992 | 1 | 1 | 5 |  | 1
434 | 435 | 8.3936e-05 | 1 | 1 | 6 |  | 15 | 0 | 1 | 1 | 0 |  | 30
435 | 436 | 23.4227 | 1 | 1 | 17 |  | 0 | 19.9992 | 1 | 1 | 5 |  | 1
436 | 437 | 8.3936e-05 | 1 | 1 | 6 |  | 15 | 0 | 1 | 1 | 0 |  | 30
437 | 438 | 18.0001 | 1 | 1 | 2 |  | 30 | 17.9997 | 1 | 1 | 0 |  | 30
438 | 439 | 0.061886 | 1 | 1 | 0 |  | 30 | 0.061886 | 1 | 1 | 0 |  | 30
439 | 440 | 35.9644 | 1 | 1 | 1 |  | 0 | 19.9991 | 1 | 1 | 23 |  | 0
440 | 441 | 0.0001756 | 1 | 1 | 5 |  | 2 | 0 | 1 | 1 | 0 |  | 30
441 | 442 | 22.3375 | 1 | 1 | 17 |  | 0 | 19.999 | 1 | 1 | 2 |  | 0
442 | 443 | 0.0001756 | 1 | 1 | 5 |  | 2 | 0 | 1 | 1 | 0 |  | 30
443 | 444 | 18.0001 | 1 | 1 | 2 |  | 30 | 17.9997 | 1 | 1 | 0 |  | 30
444 | 445 | 0.045455 | 1 | 1 | 0 |  | 30 | 0.045455 | 1 | 1 | 0 |  | 30
445 | 446 | 28.4747 | 1 | 1 | 1 |  | 0 | 19.998 | 1 | 1 | 5 |  | 0
446 | 447 | 0.00074501 | 1 | 1 | 5 |  | 35 | 0 | 1 | 1 | 0 |  | 30
447 | 448 | 20.8713 | 1 | 1 | 17 |  | 0 | 19.998 | 1 | 1 | 5 |  | 0
448 | 449 | 0.00074501 | 1 | 1 | 5 |  | 35 | 0 | 1 | 1 | 0 |  | 30
449 | 450 | 18.0001 | 1 | 1 | 2 |  | 30 | 17.9997 | 1 | 1 | 0 |  | 30
450 | 451 | 0.012919 | 1 | 1 | 0 |  | 30 | 0.012919 | 1 | 1 | 0 |  | 30
451 | 452 | 33.0456 | 1 | 1 | 6 |  | 52 | 19.9946 | 1 | 1 | 24 |  | 0
452 | 453 | 0.00018374 | 1 | 1 | 6 |  | 15 | 0 | 1 | 1 | 0 |  | 30
453 | 454 | 20.2017 | 1 | 1 | 17 |  | 0 | 19.9946 | 1 | 1 | 24 |  | 0
454 | 455 | 0.00018374 | 1 | 1 | 6 |  | 15 | 0 | 1 | 1 | 0 |  | 30
455 | 456 | 18.0001 | 1 | 1 | 2 |  | 30 | 17.9997 | 1 | 1 | 0 |  | 30
456 | 457 | 0.042727 | 1 | 1 | 0 |  | 30 | 0.042727 | 1 | 1 | 0 |  | 30
457 | 458 | 28.4941 | 1 | 1 | 1 |  | 0 | 19.9992 | 1 | 1 | 19 |  | 51
458 | 459 | 0.000555 | 1 | 1 | 1 |  | 30 | 0 | 1 | 1 | 0 |  | 30
459 | 460 | 21.0976 | 1 | 1 | 17 |  | 0 | 19.9992 | 1 | 1 | 19 |  | 51
460 | 461 | 0.000555 | 1 | 1 | 1 |  | 30 | 0 | 1 | 1 | 0 |  | 30
461 | 462 | 18.0001 | 1 | 1 | 2 |  | 30 | 17.9997 | 1 | 1 | 0 |  | 30
462 | 463 | 0.10815 | 1 | 1 | 0 |  | 30 | 0.10815 | 1 | 1 | 0 |  | 30
463 | 464 | 28.6379 | 1 | 1 | 5 |  | 0 | 19.9992 | 1 | 1 | 1 |  | 0
464 | 465 | 0.0010956 | 1 | 1 | 6 |  | 37 | 0 | 1 | 1 | 0 |  | 30
465 | 466 | 22.171 | 1 | 1 | 17 |  | 0 | 19.9992 | 1 | 1 | 1 |  | 0
466 | 467 | 0.0010956 | 1 | 1 | 6 |  | 37 | 0 | 1 | 1 | 0 |  | 30
467 | 468 | 18.0001 | 1 | 1 | 2 |  | 30 | 17.9997 | 1 | 1 | 0 |  | 30
468 | 469 | 0.024927 | 1 | 1 | 0 |  | 30 | 0.024927 | 1 | 1 | 0 |  | 30
469 | 470 | 28.4858 | 1 | 1 | 5 |  | 1 | 19.9967 | 1 | 1 | 4 |  | 0
470 | 471 | 0.00022506 | 1 | 1 | 6 |  | 52 | 0 | 1 | 1 | 0 |  | 30
471 | 472 | 22.0639 | 1 | 1 | 17 |  | 0 | 19.9967 | 1 | 1 | 4 |  | 0
472 | 473 | 0.00022506 | 1 | 1 | 6 |  | 52 | 0 | 1 | 1 | 0 |  | 30
473 | 474 | 18.0001 | 1 | 1 | 2 |  | 30 | 17.9997 | 1 | 1 | 0 |  | 30
474 | 475 | 0.019434 | 1 | 1 | 0 |  | 30 | 0.019434 | 1 | 1 | 0 |  | 30
475 | 476 | 23.1951 | 1 | 1 | 17 |  | 0 | 20.1575 | 1 | 1 | 7 |  | 0
476 | 477 | 0 | 1 | 1 | 0 |  | 30 | 0 | 1 | 1 | 0 |  | 30
477 | 478 | 23.1951 | 1 | 1 | 17 |  | 0 | 20.1575 | 1 | 1 | 7 |  | 0
478 | 479 | 0 | 1 | 1 | 0 |  | 30 | 0 | 1 | 1 | 0 |  | 30
479 | 480 | 18.0001 | 1 | 1 | 2 |  | 30 | 17.9997 | 1 | 1 | 0 |  | 30
480 | 481 | 0.027697 | 1 | 1 | 0 |  | 30 | 0.027697 | 1 | 1 | 0 |  | 30
481 | 482 | 29.3552 | 1 | 1 | 24 |  | 0 | 19.9971 | 1 | 1 | 3 |  | 0
482 | 483 | 0.00016577 | 1 | 1 | 20 |  | 11 | 0 | 1 | 1 | 1 |  | 0
483 | 484 | 22.0556 | 1 | 1 | 17 |  | 0 | 19.9963 | 1 | 1 | 0 |  | 30
484 | 485 | 0.00016577 | 1 | 1 | 20 |  | 11 | 0 | 1 | 1 | 1 |  | 0
485 | 486 | 18.0001 | 1 | 1 | 2 |  | 30 | 17.9997 | 1 | 1 | 0 |  | 30
486 | 487 | 0.031065 | 1 | 1 | 0 |  | 30 | 0.031065 | 1 | 1 | 0 |  | 30
487 | 488 | 23.9439 | 1 | 1 | 17 |  | 0 | 20.6153 | 1 | 1 | 7 |  | 0
488 | 489 | 0 | 1 | 1 | 0 |  | 30 | 0 | 1 | 1 | 0 |  | 30
489 | 490 | 23.9439 | 1 | 1 | 17 |  | 0 | 20.6153 | 1 | 1 | 7 |  | 0
490 | 491 | 0 | 1 | 1 | 0 |  | 30 | 0 | 1 | 1 | 0 |  | 30
491 | 492 | 18.0001 | 1 | 1 | 2 |  | 30 | 17.9997 | 1 | 1 | 0 |  | 30
492 | 493 | 0.026378 | 1 | 1 | 0 |  | 30 | 0.026378 | 1 | 1 | 0 |  | 30
493 | 494 | 28.971 | 1 | 1 | 6 |  | 30 | 19.9982 | 1 | 1 | 6 |  | 15
494 | 495 | 0.00020521 | 1 | 1 | 5 |  | 12 | 0 | 1 | 1 | 0 |  | 30
495 | 496 | 22.1189 | 1 | 1 | 17 |  | 0 | 19.9982 | 1 | 1 | 6 |  | 15
496 | 497 | 0.00020521 | 1 | 1 | 5 |  | 12 | 0 | 1 | 1 | 0 |  | 30
497 | 498 | 18.0001 | 1 | 1 | 2 |  | 30 | 17.9997 | 1 | 1 | 0 |  | 30
498 | 499 | 0.011467 | 1 | 1 | 0 |  | 30 | 0.011467 | 1 | 1 | 0 |  | 30
499 | 500 | 26.9895 | 1 | 1 | 3 |  | 30 | 19.9958 | 1 | 1 | 5 |  | 0
500 | 501 | 0.00024932 | 1 | 1 | 6 |  | 22 | 0 | 1 | 1 | 0 |  | 30
501 | 502 | 20.7573 | 1 | 1 | 17 |  | 0 | 19.9958 | 1 | 1 | 5 |  | 0
502 | 503 | 0.00024932 | 1 | 1 | 6 |  | 22 | 0 | 1 | 1 | 0 |  | 30
503 | 504 | 18.0001 | 1 | 1 | 2 |  | 30 | 17.9997 | 1 | 1 | 0 |  | 30
504 | 505 | 0.035093 | 1 | 1 | 0 |  | 30 | 0.035093 | 1 | 1 | 0 |  | 30
505 | 506 | 28.2309 | 1 | 1 | 6 |  | 22 | 19.9985 | 1 | 1 | 6 |  | 15
506 | 507 | 0.00039427 | 1 | 1 | 5 |  | 3 | 0 | 1 | 1 | 0 |  | 30
507 | 508 | 21.7399 | 1 | 1 | 17 |  | 0 | 19.9985 | 1 | 1 | 6 |  | 15
508 | 509 | 0.00039427 | 1 | 1 | 5 |  | 3 | 0 | 1 | 1 | 0 |  | 30
509 | 510 | 18.0001 | 1 | 1 | 2 |  | 30 | 17.9997 | 1 | 1 | 0 |  | 30
510 | 511 | 0.052142 | 1 | 1 | 0 |  | 30 | 0.052142 | 1 | 1 | 0 |  | 30
511 | 512 | 29.4692 | 1 | 1 | 4 |  | 30 | 19.9996 | 1 | 1 | 19 |  | 55
512 | 513 | 0.00093562 | 1 | 1 | 5 |  | 10 | 0 | 1 | 1 | 0 |  | 30
513 | 514 | 20.8129 | 1 | 1 | 17 |  | 0 | 19.9996 | 1 | 1 | 19 |  | 55
514 | 515 | 0.00093562 | 1 | 1 | 5 |  | 10 | 0 | 1 | 1 | 0 |  | 30
515 | 516 | 18.0001 | 1 | 1 | 2 |  | 30 | 17.9997 | 1 | 1 | 0 |  | 30
516 | 517 | 0.073821 | 1 | 1 | 0 |  | 30 | 0.073821 | 1 | 1 | 0 |  | 30
517 | 518 | 29.5276 | 1 | 1 | 23 |  | 30 | 19.9993 | 1 | 1 | 12 |  | 0
518 | 519 | 0.0015209 | 1 | 1 | 1 |  | 0 | 0 | 1 | 1 | 1 |  | 30
519 | 520 | 20.0505 | 1 | 1 | 14 |  | 30 | 19.9993 | 1 | 1 | 12 |  | 0
520 | 521 | 0.0015209 | 1 | 1 | 1 |  | 0 | 0 | 1 | 1 | 1 |  | 30
521 | 522 | 18.0001 | 1 | 1 | 2 |  | 30 | 17.9997 | 1 | 1 | 0 |  | 30
522 | 523 | 0.11706 | 1 | 1 | 0 |  | 30 | 0.11706 | 1 | 1 | 0 |  | 30
523 | 524 | 33.3437 | 1 | 1 | 23 |  | 30 | 19.9998 | 1 | 1 | 19 |  | 0
524 | 525 | 0.0011416 | 1 | 1 | 22 |  | 30 | 0 | 1 | 1 | 0 |  | 30
525 | 526 | 20.6519 | 1 | 1 | 17 |  | 0 | 19.9998 | 1 | 1 | 19 |  | 0
526 | 527 | 0.0011416 | 1 | 1 | 22 |  | 30 | 0 | 1 | 1 | 0 |  | 30
527 | 528 | 70.3918 | 1 | 1 | 8 |  | 0 | 68.9982 | 1 | 1 | 9 |  | 0
528 | 529 | 1.0038 | 1 | 1 | 5 |  | 1 | 0 | 1 | 1 | 0 |  | 30
529 | 530 | 19.8239 | 1 | 1 | 19 |  | 2 | 13.8547 | 1 | 1 | 5 |  | 0
530 | 531 | 11.2929 | 1 | 1 | 5 |  | 1 | 0 | 1 | 1 | 0 |  | 30
531 | 532 | 20.2576 | 1 | 1 | 19 |  | 7 | 13.2413 | 1 | 1 | 9 |  | 37
532 | 533 | 7.8148 | 1 | 1 | 5 |  | 1 | 0 | 1 | 1 | 0 |  | 30
533 | 534 | 55 | 1 | 1 | 7 |  | 28 | 43.2262 | 1 | 1 | 0 |  | 30
534 | 535 | 0.14998 | 1 | 1 | 7 |  | 2 | 0 | 1 | 1 | 0 |  | 30
535 | 536 | 80 | 1 | 1 | 5 |  | 1 | 78.5941 | 1 | 1 | 19 |  | 2
536 | 537 | 0.90917 | 1 | 1 | 5 |  | 1 | 0 | 1 | 1 | 0 |  | 30
537 | 538 | 80 | 1 | 1 | 5 |  | 1 | 79.0598 | 1 | 1 | 19 |  | 2
538 | 539 | 6.2535 | 1 | 1 | 5 |  | 1 | 0 | 1 | 1 | 0 |  | 30
539 | 540 | 80 | 1 | 1 | 0 |  | 30 | 80 | 1 | 1 | 0 |  | 30
540 | 541 | 4.206 | 1 | 1 | 0 |  | 30 | 4.206 | 1 | 1 | 0 |  | 30
541 | 542 | 80.0013 | 1 | 1 | 12 |  | 0 | 79.9807 | 1 | 1 | 14 |  | 7
542 | 543 | 0.71178 | 1 | 1 | 0 |  | 30 | 0 | 1 | 1 | 14 |  | 7
543 | 544 | 80 | 1 | 1 | 15 |  | 7 | 79.5755 | 1 | 1 | 0 |  | 30
544 | 545 | 7.2076 | 1 | 1 | 9 |  | 7 | 0 | 1 | 1 | 0 |  | 30
545 | 546 | 22.2889 | 1 | 1 | 6 |  | 30 | 17.6131 | 1 | 1 | 5 |  | 0
546 | 547 | 3.5608 | 1 | 1 | 11 |  | 7 | 0 | 1 | 1 | 0 |  | 30
547 | 548 | 23.3871 | 1 | 1 | 6 |  | 30 | 17.6131 | 1 | 1 | 5 |  | 0
548 | 549 | 3.5608 | 1 | 1 | 5 |  | 1 | 0 | 1 | 1 | 0 |  | 30
549 | 550 | 23.3871 | 1 | 1 | 6 |  | 30 | 13.2075 | 1 | 1 | 9 |  | 45
550 | 551 | 3.5608 | 1 | 1 | 5 |  | 1 | 0 | 1 | 1 | 0 |  | 30
551 | 552 | 24.4854 | 1 | 1 | 6 |  | 30 | 14.3057 | 1 | 1 | 9 |  | 45
552 | 553 | 3.5608 | 1 | 1 | 5 |  | 1 | 0 | 1 | 1 | 0 |  | 30
553 | 554 | 21.5207 | 1 | 1 | 5 |  | 5 | 13.8547 | 1 | 1 | 5 |  | 0
554 | 555 | 11.2929 | 1 | 1 | 17 |  | 3 | 0 | 1 | 1 | 0 |  | 30
555 | 556 | 22.5494 | 1 | 1 | 5 |  | 5 | 13.8547 | 1 | 1 | 5 |  | 0
556 | 557 | 11.2929 | 1 | 1 | 5 |  | 1 | 0 | 1 | 1 | 0 |  | 30
557 | 558 | 19.8239 | 1 | 1 | 19 |  | 2 | 13.8547 | 1 | 1 | 5 |  | 0
558 | 559 | 11.2929 | 1 | 1 | 5 |  | 1 | 0 | 1 | 1 | 0 |  | 30
559 | 560 | 19.8239 | 1 | 1 | 19 |  | 2 | 13.8547 | 1 | 1 | 5 |  | 0
560 | 561 | 11.2929 | 1 | 1 | 5 |  | 1 | 0 | 1 | 1 | 0 |  | 30
561 | 562 | 20.2576 | 1 | 1 | 19 |  | 7 | 19.295 | 1 | 1 | 19 |  | 2
562 | 563 | 7.8148 | 1 | 1 | 5 |  | 1 | 0 | 1 | 1 | 0 |  | 30
563 | 564 | 20.985 | 1 | 1 | 5 |  | 3 | 19.295 | 1 | 1 | 19 |  | 2
564 | 565 | 7.8148 | 1 | 1 | 5 |  | 1 | 0 | 1 | 1 | 0 |  | 30
565 | 566 | 20.2576 | 1 | 1 | 19 |  | 7 | 12.2125 | 1 | 1 | 9 |  | 37
566 | 567 | 7.8148 | 1 | 1 | 5 |  | 23 | 0 | 1 | 1 | 0 |  | 30
567 | 568 | 20.2576 | 1 | 1 | 19 |  | 7 | 13.2413 | 1 | 1 | 9 |  | 37
568 | 569 | 7.8148 | 1 | 1 | 5 |  | 1 | 0 | 1 | 1 | 0 |  | 30
569 | 570 | 21.7592 | 1 | 1 | 17 |  | 0 | 20.0233 | 1 | 1 | 6 |  | 52
570 | 571 | 0.96903 | 1 | 1 | 2 |  | 0 | 0.96903 | 1 | 1 | 0 |  | 30
571 | 572 | 22.4728 | 1 | 1 | 17 |  | 0 | 20.7386 | 1 | 1 | 6 |  | 52
572 | 573 | 0.96903 | 1 | 1 | 2 |  | 0 | 0.96903 | 1 | 1 | 0 |  | 30
573 | 574 | 16.8566 | 1 | 1 | 17 |  | 3 | 15.2308 | 1 | 1 | 6 |  | 0
574 | 575 | 0.96903 | 1 | 1 | 2 |  | 0 | 0.96903 | 1 | 1 | 0 |  | 30
575 | 576 | 17.2852 | 1 | 1 | 1 |  | 30 | 17.2845 | 1 | 1 | 5 |  | 40
576 | 577 | 0.96903 | 1 | 1 | 2 |  | 0 | 0.96903 | 1 | 1 | 0 |  | 30
577 | 578 | 70.3434 | 1 | 1 | 8 |  | 0 | 68.9987 | 1 | 1 | 18 |  | 0
578 | 579 | 1.0038 | 1 | 1 | 5 |  | 1 | 0 | 1 | 1 | 0 |  | 30
579 | 580 | 70.3434 | 1 | 1 | 8 |  | 0 | 68.9987 | 1 | 1 | 18 |  | 0
580 | 581 | 1.0038 | 1 | 1 | 5 |  | 1 | 0 | 1 | 1 | 0 |  | 30
581 | 582 | 70.3434 | 1 | 1 | 8 |  | 0 | 68.9987 | 1 | 1 | 18 |  | 0
582 | 583 | 1.0038 | 1 | 1 | 5 |  | 12 | 0 | 1 | 1 | 0 |  | 30
583 | 584 | 70.3434 | 1 | 1 | 8 |  | 0 | 68.9987 | 1 | 1 | 18 |  | 0
584 | 585 | 1.0038 | 1 | 1 | 5 |  | 12 | 0 | 1 | 1 | 0 |  | 30
585 | 586 | 70.3434 | 1 | 1 | 8 |  | 0 | 68.9987 | 1 | 1 | 18 |  | 0
586 | 587 | 0.087979 | 1 | 1 | 5 |  | 1 | 0 | 1 | 1 | 0 |  | 30
587 | 588 | 70.3437 | 1 | 1 | 8 |  | 0 | 17.4841 | 1 | 1 | 5 |  | 1
588 | 589 | 0.087979 | 1 | 1 | 5 |  | 1 | 0 | 1 | 1 | 0 |  | 30
589 | 590 | 70.3434 | 1 | 1 | 8 |  | 0 | 68.9987 | 1 | 1 | 18 |  | 0
590 | 591 | 0.17491 | 1 | 1 | 9 |  | 37 | 0 | 1 | 1 | 0 |  | 30
591 | 592 | 70.3437 | 1 | 1 | 8 |  | 0 | 17.4718 | 1 | 1 | 13 |  | 7
592 | 593 | 0.17491 | 1 | 1 | 9 |  | 37 | 0 | 1 | 1 | 0 |  | 30
593 | 594 | 70.3434 | 1 | 1 | 8 |  | 0 | 55.9551 | 1 | 1 | 9 |  | 37
594 | 595 | 1.0038 | 1 | 1 | 12 |  | 22 | 0 | 1 | 1 | 0 |  | 30
595 | 596 | 70.3434 | 1 | 1 | 8 |  | 0 | 55.9551 | 1 | 1 | 9 |  | 37
596 | 597 | 1.0038 | 1 | 1 | 12 |  | 22 | 0 | 1 | 1 | 0 |  | 30
597 | 598 | 70.3918 | 1 | 1 | 8 |  | 0 | 56.109 | 1 | 1 | 16 |  | 0
598 | 599 | 1.0038 | 1 | 1 | 5 |  | 1 | 0 | 1 | 1 | 0 |  | 30
599 | 600 | 70.3918 | 1 | 1 | 8 |  | 0 | 56.109 | 1 | 1 | 16 |  | 0
600 | 601 | 1.0038 | 1 | 1 | 5 |  | 1 | 0 | 1 | 1 | 0 |  | 30
601 | 602 | 70.3918 | 1 | 1 | 8 |  | 0 | 56.109 | 1 | 1 | 16 |  | 0
602 | 603 | 1.0038 | 1 | 1 | 6 |  | 7 | 0 | 1 | 1 | 0 |  | 30
603 | 604 | 70.3918 | 1 | 1 | 8 |  | 0 | 56.109 | 1 | 1 | 16 |  | 0
604 | 605 | 1.0038 | 1 | 1 | 6 |  | 7 | 0 | 1 | 1 | 0 |  | 30
605 | 606 | 70.3918 | 1 | 1 | 8 |  | 0 | 56.109 | 1 | 1 | 16 |  | 0
606 | 607 | 1.0038 | 1 | 1 | 5 |  | 1 | 0 | 1 | 1 | 0 |  | 30
607 | 608 | 70.3918 | 1 | 1 | 8 |  | 0 | 68.9982 | 1 | 1 | 9 |  | 0
608 | 609 | 1.0038 | 1 | 1 | 5 |  | 1 | 0 | 1 | 1 | 0 |  | 30
609 | 610 | 70.3918 | 1 | 1 | 8 |  | 0 | 68.9982 | 1 | 1 | 9 |  | 0
610 | 611 | 1.0038 | 1 | 1 | 5 |  | 1 | 0 | 1 | 1 | 0 |  | 30
611 | 612 | 54.9985 | 1 | 1 | 9 |  | 45 | 52.6432 | 1 | 1 | 17 |  | 3
612 | 613 | 0.14998 | 1 | 1 | 7 |  | 2 | 0 | 1 | 1 | 0 |  | 30
613 | 614 | 54.9985 | 1 | 1 | 9 |  | 45 | 52.6432 | 1 | 1 | 17 |  | 3
614 | 615 | 0.14998 | 1 | 1 | 7 |  | 2 | 0 | 1 | 1 | 0 |  | 30
615 | 616 | 54.9985 | 1 | 1 | 9 |  | 45 | 52.6432 | 1 | 1 | 17 |  | 3
616 | 617 | 0.11248 | 1 | 1 | 7 |  | 2 | 0 | 1 | 1 | 0 |  | 30
617 | 618 | 54.9985 | 1 | 1 | 9 |  | 45 | 52.6432 | 1 | 1 | 17 |  | 3
618 | 619 | 0.11248 | 1 | 1 | 7 |  | 2 | 0 | 1 | 1 | 0 |  | 30
619 | 620 | 54.9985 | 1 | 1 | 9 |  | 45 | 52.6432 | 1 | 1 | 17 |  | 3
620 | 621 | 0.14998 | 1 | 1 | 9 |  | 7 | 0 | 1 | 1 | 0 |  | 30
621 | 622 | 10 | 1 | 1 | 0 |  | 30 | 10 | 1 | 1 | 0 |  | 30
622 | 623 | 0.14998 | 1 | 1 | 9 |  | 7 | 0 | 1 | 1 | 0 |  | 30
623 | 624 | 54.9933 | 1 | 1 | 0 |  | 30 | 10 | 1 | 1 | 9 |  | 7
624 | 625 | 0.14998 | 1 | 1 | 7 |  | 2 | 0 | 1 | 1 | 0 |  | 30
625 | 626 | 54.9933 | 1 | 1 | 0 |  | 30 | 10 | 1 | 1 | 9 |  | 7
626 | 627 | 0.14998 | 1 | 1 | 7 |  | 2 | 0 | 1 | 1 | 0 |  | 30
627 | 628 | 43.3576 | 1 | 1 | 7 |  | 10 | 10.0009 | 1 | 1 | 17 |  | 0
628 | 629 | 0.14998 | 1 | 1 | 7 |  | 2 | 0 | 1 | 1 | 0 |  | 30
629 | 630 | 43.3576 | 1 | 1 | 7 |  | 10 | 10.0009 | 1 | 1 | 17 |  | 0
630 | 631 | 0.14998 | 1 | 1 | 7 |  | 2 | 0 | 1 | 1 | 0 |  | 30
631 | 632 | 43.3576 | 1 | 1 | 7 |  | 10 | 10.0009 | 1 | 1 | 17 |  | 0
632 | 633 | 0 | 1 | 1 | 0 |  | 30 | 0 | 1 | 1 | 0 |  | 30
633 | 634 | 43.3576 | 1 | 1 | 7 |  | 10 | 10.0009 | 1 | 1 | 17 |  | 0
634 | 635 | 0 | 1 | 1 | 0 |  | 30 | 0 | 1 | 1 | 0 |  | 30
635 | 636 | 43.3576 | 1 | 1 | 7 |  | 10 | 10.0009 | 1 | 1 | 17 |  | 0
636 | 637 | 0.14998 | 1 | 1 | 7 |  | 2 | 0 | 1 | 1 | 0 |  | 30
637 | 638 | 55 | 1 | 1 | 0 |  | 30 | 50.1668 | 1 | 1 | 7 |  | 20
638 | 639 | 0.14998 | 1 | 1 | 7 |  | 2 | 0 | 1 | 1 | 0 |  | 30
639 | 640 | 55 | 1 | 1 | 7 |  | 28 | 43.2262 | 1 | 1 | 0 |  | 30
640 | 641 | 0.14998 | 1 | 1 | 7 |  | 2 | 0 | 1 | 1 | 0 |  | 30
641 | 642 | 80 | 1 | 1 | 0 |  | 30 | 80 | 1 | 1 | 0 |  | 30
642 | 643 | 0.90917 | 1 | 1 | 5 |  | 1 | 0 | 1 | 1 | 0 |  | 30
643 | 644 | 80 | 1 | 1 | 0 |  | 30 | 80 | 1 | 1 | 0 |  | 30
644 | 645 | 0.90917 | 1 | 1 | 5 |  | 1 | 0 | 1 | 1 | 0 |  | 30
645 | 646 | 80 | 1 | 1 | 0 |  | 30 | 80 | 1 | 1 | 0 |  | 30
646 | 647 | 0.8942 | 1 | 1 | 5 |  | 40 | 0 | 1 | 1 | 0 |  | 30
647 | 648 | 80 | 1 | 1 | 0 |  | 30 | 80 | 1 | 1 | 0 |  | 30
648 | 649 | 0.8942 | 1 | 1 | 5 |  | 40 | 0 | 1 | 1 | 0 |  | 30
649 | 650 | 80 | 1 | 1 | 0 |  | 30 | 80 | 1 | 1 | 0 |  | 30
650 | 651 | 0.063182 | 1 | 1 | 5 |  | 1 | 0 | 1 | 1 | 0 |  | 30
651 | 652 | 80 | 1 | 1 | 0 |  | 30 | 21.8684 | 1 | 1 | 5 |  | 6
652 | 653 | 0.063182 | 1 | 1 | 5 |  | 1 | 0 | 1 | 1 | 0 |  | 30
653 | 654 | 80 | 1 | 1 | 0 |  | 30 | 80 | 1 | 1 | 0 |  | 30
654 | 655 | 0.043892 | 1 | 1 | 5 |  | 1 | 0 | 1 | 1 | 0 |  | 30
655 | 656 | 80 | 1 | 1 | 0 |  | 30 | 22.2392 | 1 | 1 | 5 |  | 10
656 | 657 | 0.043892 | 1 | 1 | 5 |  | 1 | 0 | 1 | 1 | 0 |  | 30
657 | 658 | 80 | 1 | 1 | 0 |  | 30 | 80 | 1 | 1 | 0 |  | 30
658 | 659 | 0.011756 | 1 | 1 | 5 |  | 1 | 0 | 1 | 1 | 0 |  | 30
659 | 660 | 80 | 1 | 1 | 0 |  | 30 | 22.2708 | 1 | 1 | 5 |  | 35
660 | 661 | 0.011756 | 1 | 1 | 5 |  | 1 | 0 | 1 | 1 | 0 |  | 30
661 | 662 | 80 | 1 | 1 | 0 |  | 30 | 80 | 1 | 1 | 0 |  | 30
662 | 663 | 0.039916 | 1 | 1 | 5 |  | 1 | 0 | 1 | 1 | 0 |  | 30
663 | 664 | 80 | 1 | 1 | 0 |  | 30 | 21.4118 | 1 | 1 | 16 |  | 45
664 | 665 | 0.039916 | 1 | 1 | 5 |  | 1 | 0 | 1 | 1 | 0 |  | 30
665 | 666 | 80 | 1 | 1 | 0 |  | 30 | 80 | 1 | 1 | 0 |  | 30
666 | 667 | 0.026849 | 1 | 1 | 5 |  | 1 | 0 | 1 | 1 | 0 |  | 30
667 | 668 | 80 | 1 | 1 | 0 |  | 30 | 21.4279 | 1 | 1 | 16 |  | 52
668 | 669 | 0.026849 | 1 | 1 | 5 |  | 1 | 0 | 1 | 1 | 0 |  | 30
669 | 670 | 80 | 1 | 1 | 0 |  | 30 | 80 | 1 | 1 | 0 |  | 30
670 | 671 | 0.059084 | 1 | 1 | 5 |  | 1 | 0 | 1 | 1 | 0 |  | 30
671 | 672 | 80 | 1 | 1 | 0 |  | 30 | 21.719 | 1 | 1 | 17 |  | 7
672 | 673 | 0.059084 | 1 | 1 | 5 |  | 1 | 0 | 1 | 1 | 0 |  | 30
673 | 674 | 80 | 1 | 1 | 0 |  | 30 | 80 | 1 | 1 | 0 |  | 30
674 | 675 | 0.0021722 | 1 | 1 | 17 |  | 11 | 0 | 1 | 1 | 0 |  | 30
675 | 676 | 80 | 1 | 1 | 0 |  | 30 | 21.6962 | 1 | 1 | 17 |  | 36
676 | 677 | 0.0021722 | 1 | 1 | 17 |  | 11 | 0 | 1 | 1 | 0 |  | 30
677 | 678 | 80 | 1 | 1 | 0 |  | 30 | 80 | 1 | 1 | 0 |  | 30
678 | 679 | 0.006535 | 1 | 1 | 5 |  | 1 | 0 | 1 | 1 | 0 |  | 30
679 | 680 | 80 | 1 | 1 | 0 |  | 30 | 22.2765 | 1 | 1 | 5 |  | 35
680 | 681 | 0.006535 | 1 | 1 | 5 |  | 1 | 0 | 1 | 1 | 0 |  | 30
681 | 682 | 80 | 1 | 1 | 0 |  | 30 | 80 | 1 | 1 | 0 |  | 30
682 | 683 | 0.0031348 | 1 | 1 | 5 |  | 1 | 0 | 1 | 1 | 0 |  | 30
683 | 684 | 80 | 1 | 1 | 0 |  | 30 | 22.2505 | 1 | 1 | 5 |  | 35
684 | 685 | 0.0031348 | 1 | 1 | 5 |  | 1 | 0 | 1 | 1 | 0 |  | 30
685 | 686 | 80 | 1 | 1 | 0 |  | 30 | 80 | 1 | 1 | 0 |  | 30
686 | 687 | 0.053533 | 1 | 1 | 5 |  | 1 | 0 | 1 | 1 | 0 |  | 30
687 | 688 | 80 | 1 | 1 | 0 |  | 30 | 21.6176 | 1 | 1 | 16 |  | 52
688 | 689 | 0.053533 | 1 | 1 | 5 |  | 1 | 0 | 1 | 1 | 0 |  | 30
689 | 690 | 80 | 1 | 1 | 0 |  | 30 | 80 | 1 | 1 | 0 |  | 30
690 | 691 | 0.0085825 | 1 | 1 | 5 |  | 1 | 0 | 1 | 1 | 0 |  | 30
691 | 692 | 80 | 1 | 1 | 0 |  | 30 | 69.9026 | 1 | 1 | 5 |  | 1
692 | 693 | 0.0085825 | 1 | 1 | 5 |  | 1 | 0 | 1 | 1 | 0 |  | 30
693 | 694 | 80 | 1 | 1 | 0 |  | 30 | 80 | 1 | 1 | 0 |  | 30
694 | 695 | 0.038634 | 1 | 1 | 5 |  | 1 | 0 | 1 | 1 | 0 |  | 30
695 | 696 | 80 | 1 | 1 | 0 |  | 30 | 21.7501 | 1 | 1 | 17 |  | 7
696 | 697 | 0.038634 | 1 | 1 | 5 |  | 1 | 0 | 1 | 1 | 0 |  | 30
697 | 698 | 80 | 1 | 1 | 0 |  | 30 | 80 | 1 | 1 | 0 |  | 30
698 | 699 | 0.050111 | 1 | 1 | 5 |  | 1 | 0 | 1 | 1 | 0 |  | 30
699 | 700 | 80 | 1 | 1 | 0 |  | 30 | 21.7357 | 1 | 1 | 17 |  | 7
700 | 701 | 0.050111 | 1 | 1 | 5 |  | 1 | 0 | 1 | 1 | 0 |  | 30
701 | 702 | 80 | 1 | 1 | 0 |  | 30 | 80 | 1 | 1 | 0 |  | 30
702 | 703 | 0.060312 | 1 | 1 | 5 |  | 1 | 0 | 1 | 1 | 0 |  | 30
703 | 704 | 80 | 1 | 1 | 0 |  | 30 | 22.0179 | 1 | 1 | 5 |  | 8
704 | 705 | 0.060312 | 1 | 1 | 5 |  | 1 | 0 | 1 | 1 | 0 |  | 30
705 | 706 | 80 | 1 | 1 | 0 |  | 30 | 80 | 1 | 1 | 0 |  | 30
706 | 707 | 0.093487 | 1 | 1 | 5 |  | 1 | 0 | 1 | 1 | 0 |  | 30
707 | 708 | 80 | 1 | 1 | 0 |  | 30 | 21.6803 | 1 | 1 | 5 |  | 5
708 | 709 | 0.093487 | 1 | 1 | 5 |  | 1 | 0 | 1 | 1 | 0 |  | 30
709 | 710 | 80 | 1 | 1 | 0 |  | 30 | 80 | 1 | 1 | 0 |  | 30
710 | 711 | 0.067408 | 1 | 1 | 5 |  | 1 | 0 | 1 | 1 | 0 |  | 30
711 | 712 | 80 | 1 | 1 | 0 |  | 30 | 21.9998 | 1 | 1 | 6 |  | 0
712 | 713 | 0.067408 | 1 | 1 | 5 |  | 1 | 0 | 1 | 1 | 0 |  | 30
713 | 714 | 80 | 1 | 1 | 0 |  | 30 | 80 | 1 | 1 | 0 |  | 30
714 | 715 | 0.016059 | 1 | 1 | 5 |  | 1 | 0 | 1 | 1 | 0 |  | 30
715 | 716 | 80 | 1 | 1 | 0 |  | 30 | 21.9978 | 1 | 1 | 10 |  | 45
716 | 717 | 0.016059 | 1 | 1 | 5 |  | 1 | 0 | 1 | 1 | 0 |  | 30
717 | 718 | 80 | 1 | 1 | 0 |  | 30 | 80 | 1 | 1 | 0 |  | 30
718 | 719 | 0.0092858 | 1 | 1 | 5 |  | 1 | 0 | 1 | 1 | 0 |  | 30
719 | 720 | 80 | 1 | 1 | 0 |  | 30 | 21.997 | 1 | 1 | 14 |  | 45
720 | 721 | 0.0092858 | 1 | 1 | 5 |  | 1 | 0 | 1 | 1 | 0 |  | 30
721 | 722 | 80 | 1 | 1 | 0 |  | 30 | 80 | 1 | 1 | 0 |  | 30
722 | 723 | 0.01779 | 1 | 1 | 5 |  | 1 | 0 | 1 | 1 | 0 |  | 30
723 | 724 | 80 | 1 | 1 | 0 |  | 30 | 21.9991 | 1 | 1 | 7 |  | 50
724 | 725 | 0.01779 | 1 | 1 | 5 |  | 1 | 0 | 1 | 1 | 0 |  | 30
725 | 726 | 80 | 1 | 1 | 0 |  | 30 | 80 | 1 | 1 | 0 |  | 30
726 | 727 | 0.011526 | 1 | 1 | 5 |  | 1 | 0 | 1 | 1 | 0 |  | 30
727 | 728 | 80 | 1 | 1 | 0 |  | 30 | 21.9983 | 1 | 1 | 16 |  | 30
728 | 729 | 0.011526 | 1 | 1 | 5 |  | 1 | 0 | 1 | 1 | 0 |  | 30
729 | 730 | 80 | 1 | 1 | 0 |  | 30 | 80 | 1 | 1 | 0 |  | 30
730 | 731 | 0.11814 | 1 | 1 | 5 |  | 1 | 0 | 1 | 1 | 0 |  | 30
731 | 732 | 80 | 1 | 1 | 0 |  | 30 | 21.9611 | 1 | 1 | 5 |  | 40
732 | 733 | 0.11814 | 1 | 1 | 5 |  | 1 | 0 | 1 | 1 | 0 |  | 30
733 | 734 | 80 | 1 | 1 | 0 |  | 30 | 80 | 1 | 1 | 0 |  | 30
734 | 735 | 0.01193 | 1 | 1 | 5 |  | 1 | 0 | 1 | 1 | 0 |  | 30
735 | 736 | 80 | 1 | 1 | 0 |  | 30 | 21.9983 | 1 | 1 | 9 |  | 0
736 | 737 | 0.01193 | 1 | 1 | 5 |  | 1 | 0 | 1 | 1 | 0 |  | 30
737 | 738 | 80 | 1 | 1 | 0 |  | 30 | 80 | 1 | 1 | 0 |  | 30
738 | 739 | 0.0090468 | 1 | 1 | 5 |  | 1 | 0 | 1 | 1 | 0 |  | 30
739 | 740 | 80 | 1 | 1 | 0 |  | 30 | 21.9925 | 1 | 1 | 5 |  | 40
740 | 741 | 0.0090468 | 1 | 1 | 5 |  | 1 | 0 | 1 | 1 | 0 |  | 30
741 | 742 | 80 | 1 | 1 | 0 |  | 30 | 80 | 1 | 1 | 0 |  | 30
742 | 743 | 0.08266 | 1 | 1 | 5 |  | 1 | 0 | 1 | 1 | 0 |  | 30
743 | 744 | 80 | 1 | 1 | 0 |  | 30 | 22.0288 | 1 | 1 | 5 |  | 8
744 | 745 | 0.08266 | 1 | 1 | 5 |  | 1 | 0 | 1 | 1 | 0 |  | 30
745 | 746 | 80 | 1 | 1 | 0 |  | 30 | 69.4337 | 1 | 1 | 5 |  | 1
746 | 747 | 0.90917 | 1 | 1 | 7 |  | 6 | 0 | 1 | 1 | 0 |  | 30
747 | 748 | 80 | 1 | 1 | 0 |  | 30 | 69.4337 | 1 | 1 | 5 |  | 1
748 | 749 | 0.90917 | 1 | 1 | 7 |  | 6 | 0 | 1 | 1 | 0 |  | 30
749 | 750 | 78.5961 | 1 | 1 | 0 |  | 30 | 76.4698 | 1 | 1 | 9 |  | 37
750 | 751 | 0.90917 | 1 | 1 | 5 |  | 1 | 0 | 1 | 1 | 0 |  | 30
751 | 752 | 78.5961 | 1 | 1 | 0 |  | 30 | 76.4698 | 1 | 1 | 9 |  | 37
752 | 753 | 0.90917 | 1 | 1 | 5 |  | 1 | 0 | 1 | 1 | 0 |  | 30
753 | 754 | 78.5961 | 1 | 1 | 0 |  | 30 | 76.4698 | 1 | 1 | 9 |  | 37
754 | 755 | 0 | 1 | 1 | 0 |  | 30 | 0 | 1 | 1 | 0 |  | 30
755 | 756 | 78.5961 | 1 | 1 | 0 |  | 30 | 76.4698 | 1 | 1 | 9 |  | 37
756 | 757 | 0 | 1 | 1 | 0 |  | 30 | 0 | 1 | 1 | 0 |  | 30
757 | 758 | 78.5961 | 1 | 1 | 0 |  | 30 | 76.4698 | 1 | 1 | 9 |  | 37
758 | 759 | 0.90917 | 1 | 1 | 5 |  | 1 | 0 | 1 | 1 | 0 |  | 30
759 | 760 | 80 | 1 | 1 | 5 |  | 1 | 78.5941 | 1 | 1 | 19 |  | 2
760 | 761 | 0.90917 | 1 | 1 | 5 |  | 1 | 0 | 1 | 1 | 0 |  | 30
761 | 762 | 80 | 1 | 1 | 5 |  | 1 | 78.5941 | 1 | 1 | 19 |  | 2
762 | 763 | 0.90917 | 1 | 1 | 5 |  | 1 | 0 | 1 | 1 | 0 |  | 30
763 | 764 | 80 | 1 | 1 | 0 |  | 30 | 80 | 1 | 1 | 0 |  | 30
764 | 765 | 6.2535 | 1 | 1 | 5 |  | 1 | 0 | 1 | 1 | 0 |  | 30
765 | 766 | 80 | 1 | 1 | 0 |  | 30 | 80 | 1 | 1 | 0 |  | 30
766 | 767 | 6.2535 | 1 | 1 | 5 |  | 1 | 0 | 1 | 1 | 0 |  | 30
767 | 768 | 80 | 1 | 1 | 0 |  | 30 | 80 | 1 | 1 | 0 |  | 30
768 | 769 | 6.1755 | 1 | 1 | 7 |  | 4 | 0 | 1 | 1 | 0 |  | 30
769 | 770 | 80 | 1 | 1 | 0 |  | 30 | 80 | 1 | 1 | 0 |  | 30
770 | 771 | 6.1755 | 1 | 1 | 7 |  | 4 | 0 | 1 | 1 | 0 |  | 30
771 | 772 | 80 | 1 | 1 | 0 |  | 30 | 80 | 1 | 1 | 0 |  | 30
772 | 773 | 0.17992 | 1 | 1 | 5 |  | 1 | 0 | 1 | 1 | 0 |  | 30
773 | 774 | 80 | 1 | 1 | 0 |  | 30 | 20.0174 | 1 | 1 | 16 |  | 30
774 | 775 | 0.17992 | 1 | 1 | 5 |  | 1 | 0 | 1 | 1 | 0 |  | 30
775 | 776 | 80 | 1 | 1 | 0 |  | 30 | 80 | 1 | 1 | 0 |  | 30
776 | 777 | 0.12913 | 1 | 1 | 5 |  | 1 | 0 | 1 | 1 | 0 |  | 30
777 | 778 | 80 | 1 | 1 | 0 |  | 30 | 20.2318 | 1 | 1 | 17 |  | 0
778 | 779 | 0.12913 | 1 | 1 | 5 |  | 1 | 0 | 1 | 1 | 0 |  | 30
779 | 780 | 80 | 1 | 1 | 0 |  | 30 | 80 | 1 | 1 | 0 |  | 30
780 | 781 | 0.037668 | 1 | 1 | 5 |  | 1 | 0 | 1 | 1 | 0 |  | 30
781 | 782 | 80 | 1 | 1 | 0 |  | 30 | 20.9024 | 1 | 1 | 9 |  | 7
782 | 783 | 0.037668 | 1 | 1 | 5 |  | 1 | 0 | 1 | 1 | 0 |  | 30
783 | 784 | 80 | 1 | 1 | 0 |  | 30 | 80 | 1 | 1 | 0 |  | 30
784 | 785 | 0.13377 | 1 | 1 | 5 |  | 1 | 0 | 1 | 1 | 0 |  | 30
785 | 786 | 80 | 1 | 1 | 0 |  | 30 | 21.0644 | 1 | 1 | 16 |  | 52
786 | 787 | 0.13377 | 1 | 1 | 5 |  | 1 | 0 | 1 | 1 | 0 |  | 30
787 | 788 | 80 | 1 | 1 | 0 |  | 30 | 80 | 1 | 1 | 0 |  | 30
788 | 789 | 0.094809 | 1 | 1 | 5 |  | 1 | 0 | 1 | 1 | 0 |  | 30
789 | 790 | 80 | 1 | 1 | 0 |  | 30 | 20.8938 | 1 | 1 | 17 |  | 0
790 | 791 | 0.094809 | 1 | 1 | 5 |  | 1 | 0 | 1 | 1 | 0 |  | 30
791 | 792 | 80 | 1 | 1 | 0 |  | 30 | 80 | 1 | 1 | 0 |  | 30
792 | 793 | 0.31537 | 1 | 1 | 5 |  | 1 | 0 | 1 | 1 | 0 |  | 30
793 | 794 | 80 | 1 | 1 | 0 |  | 30 | 20.3995 | 1 | 1 | 17 |  | 0
794 | 795 | 0.31537 | 1 | 1 | 5 |  | 1 | 0 | 1 | 1 | 0 |  | 30
795 | 796 | 80 | 1 | 1 | 0 |  | 30 | 80 | 1 | 1 | 0 |  | 30
796 | 797 | 0.18017 | 1 | 1 | 5 |  | 1 | 0 | 1 | 1 | 0 |  | 30
797 | 798 | 80 | 1 | 1 | 0 |  | 30 | 20.68 | 1 | 1 | 17 |  | 0
798 | 799 | 0.18017 | 1 | 1 | 5 |  | 1 | 0 | 1 | 1 | 0 |  | 30
799 | 800 | 80 | 1 | 1 | 0 |  | 30 | 80 | 1 | 1 | 0 |  | 30
800 | 801 | 0.0032081 | 1 | 1 | 5 |  | 1 | 0 | 1 | 1 | 0 |  | 30
801 | 802 | 80 | 1 | 1 | 0 |  | 30 | 20.9936 | 1 | 1 | 6 |  | 22
802 | 803 | 0.0032081 | 1 | 1 | 5 |  | 1 | 0 | 1 | 1 | 0 |  | 30
803 | 804 | 80 | 1 | 1 | 0 |  | 30 | 80 | 1 | 1 | 0 |  | 30
804 | 805 | 0.02563 | 1 | 1 | 5 |  | 1 | 0 | 1 | 1 | 0 |  | 30
805 | 806 | 80 | 1 | 1 | 0 |  | 30 | 21.0363 | 1 | 1 | 9 |  | 7
806 | 807 | 0.02563 | 1 | 1 | 5 |  | 1 | 0 | 1 | 1 | 0 |  | 30
807 | 808 | 80 | 1 | 1 | 0 |  | 30 | 80 | 1 | 1 | 0 |  | 30
808 | 809 | 0.076291 | 1 | 1 | 5 |  | 1 | 0 | 1 | 1 | 0 |  | 30
809 | 810 | 80 | 1 | 1 | 0 |  | 30 | 20.4134 | 1 | 1 | 16 |  | 0
810 | 811 | 0.076291 | 1 | 1 | 5 |  | 1 | 0 | 1 | 1 | 0 |  | 30
811 | 812 | 80 | 1 | 1 | 0 |  | 30 | 80 | 1 | 1 | 0 |  | 30
812 | 813 | 0.032755 | 1 | 1 | 5 |  | 1 | 0 | 1 | 1 | 0 |  | 30
813 | 814 | 80 | 1 | 1 | 0 |  | 30 | 20.8893 | 1 | 1 | 12 |  | 45
814 | 815 | 0.032755 | 1 | 1 | 5 |  | 1 | 0 | 1 | 1 | 0 |  | 30
815 | 816 | 80 | 1 | 1 | 0 |  | 30 | 80 | 1 | 1 | 0 |  | 30
816 | 817 | 0.082048 | 1 | 1 | 5 |  | 1 | 0 | 1 | 1 | 0 |  | 30
817 | 818 | 80 | 1 | 1 | 0 |  | 30 | 20.4204 | 1 | 1 | 16 |  | 22
818 | 819 | 0.082048 | 1 | 1 | 5 |  | 1 | 0 | 1 | 1 | 0 |  | 30
819 | 820 | 80 | 1 | 1 | 0 |  | 30 | 80 | 1 | 1 | 0 |  | 30
820 | 821 | 0.012084 | 1 | 1 | 5 |  | 1 | 0 | 1 | 1 | 0 |  | 30
821 | 822 | 80 | 1 | 1 | 0 |  | 30 | 20.8877 | 1 | 1 | 9 |  | 7
822 | 823 | 0.012084 | 1 | 1 | 5 |  | 1 | 0 | 1 | 1 | 0 |  | 30
823 | 824 | 80 | 1 | 1 | 0 |  | 30 | 80 | 1 | 1 | 0 |  | 30
824 | 825 | 0.16981 | 1 | 1 | 5 |  | 1 | 0 | 1 | 1 | 0 |  | 30
825 | 826 | 80 | 1 | 1 | 0 |  | 30 | 20.6604 | 1 | 1 | 14 |  | 30
826 | 827 | 0.16981 | 1 | 1 | 5 |  | 1 | 0 | 1 | 1 | 0 |  | 30
827 | 828 | 80 | 1 | 1 | 0 |  | 30 | 80 | 1 | 1 | 0 |  | 30
828 | 829 | 0.01815 | 1 | 1 | 5 |  | 1 | 0 | 1 | 1 | 0 |  | 30
829 | 830 | 80 | 1 | 1 | 0 |  | 30 | 20.9312 | 1 | 1 | 8 |  | 52
830 | 831 | 0.01815 | 1 | 1 | 5 |  | 1 | 0 | 1 | 1 | 0 |  | 30
831 | 832 | 80 | 1 | 1 | 0 |  | 30 | 80 | 1 | 1 | 0 |  | 30
832 | 833 | 0.082 | 1 | 1 | 5 |  | 1 | 0 | 1 | 1 | 0 |  | 30
833 | 834 | 80 | 1 | 1 | 0 |  | 30 | 20.3874 | 1 | 1 | 15 |  | 30
834 | 835 | 0.082 | 1 | 1 | 5 |  | 1 | 0 | 1 | 1 | 0 |  | 30
835 | 836 | 80 | 1 | 1 | 0 |  | 30 | 80 | 1 | 1 | 0 |  | 30
836 | 837 | 0.033169 | 1 | 1 | 5 |  | 1 | 0 | 1 | 1 | 0 |  | 30
837 | 838 | 80 | 1 | 1 | 0 |  | 30 | 21.0545 | 1 | 1 | 9 |  | 7
838 | 839 | 0.033169 | 1 | 1 | 5 |  | 1 | 0 | 1 | 1 | 0 |  | 30
839 | 840 | 80 | 1 | 1 | 0 |  | 30 | 80 | 1 | 1 | 0 |  | 30
840 | 841 | 0.11979 | 1 | 1 | 5 |  | 1 | 0 | 1 | 1 | 0 |  | 30
841 | 842 | 80 | 1 | 1 | 0 |  | 30 | 20.6066 | 1 | 1 | 16 |  | 52
842 | 843 | 0.11979 | 1 | 1 | 5 |  | 1 | 0 | 1 | 1 | 0 |  | 30
843 | 844 | 80 | 1 | 1 | 0 |  | 30 | 80 | 1 | 1 | 0 |  | 30
844 | 845 | 0.058396 | 1 | 1 | 5 |  | 1 | 0 | 1 | 1 | 0 |  | 30
845 | 846 | 80 | 1 | 1 | 0 |  | 30 | 20.0304 | 1 | 1 | 16 |  | 52
846 | 847 | 0.058396 | 1 | 1 | 5 |  | 1 | 0 | 1 | 1 | 0 |  | 30
847 | 848 | 80 | 1 | 1 | 0 |  | 30 | 80 | 1 | 1 | 0 |  | 30
848 | 849 | 0.10483 | 1 | 1 | 5 |  | 1 | 0 | 1 | 1 | 0 |  | 30
849 | 850 | 80 | 1 | 1 | 0 |  | 30 | 20.4306 | 1 | 1 | 17 |  | 0
850 | 851 | 0.10483 | 1 | 1 | 5 |  | 1 | 0 | 1 | 1 | 0 |  | 30
851 | 852 | 80 | 1 | 1 | 0 |  | 30 | 80 | 1 | 1 | 0 |  | 30
852 | 853 | 0.22403 | 1 | 1 | 5 |  | 1 | 0 | 1 | 1 | 0 |  | 30
853 | 854 | 80 | 1 | 1 | 0 |  | 30 | 20.1384 | 1 | 1 | 17 |  | 0
854 | 855 | 0.22403 | 1 | 1 | 5 |  | 1 | 0 | 1 | 1 | 0 |  | 30
855 | 856 | 80 | 1 | 1 | 0 |  | 30 | 80 | 1 | 1 | 0 |  | 30
856 | 857 | 0.3183 | 1 | 1 | 5 |  | 1 | 0 | 1 | 1 | 0 |  | 30
857 | 858 | 80 | 1 | 1 | 0 |  | 30 | 20.1364 | 1 | 1 | 16 |  | 30
858 | 859 | 0.3183 | 1 | 1 | 5 |  | 1 | 0 | 1 | 1 | 0 |  | 30
859 | 860 | 80 | 1 | 1 | 0 |  | 30 | 80 | 1 | 1 | 0 |  | 30
860 | 861 | 0.14686 | 1 | 1 | 5 |  | 1 | 0 | 1 | 1 | 0 |  | 30
861 | 862 | 80 | 1 | 1 | 0 |  | 30 | 20.6903 | 1 | 1 | 17 |  | 0
862 | 863 | 0.14686 | 1 | 1 | 5 |  | 1 | 0 | 1 | 1 | 0 |  | 30
863 | 864 | 80 | 1 | 1 | 0 |  | 30 | 80 | 1 | 1 | 0 |  | 30
864 | 865 | 0.49225 | 1 | 1 | 5 |  | 1 | 0 | 1 | 1 | 0 |  | 30
865 | 866 | 80 | 1 | 1 | 0 |  | 30 | 20.1352 | 1 | 1 | 16 |  | 30
866 | 867 | 0.49225 | 1 | 1 | 5 |  | 1 | 0 | 1 | 1 | 0 |  | 30
867 | 868 | 80 | 1 | 1 | 0 |  | 30 | 74.6628 | 1 | 1 | 5 |  | 1
868 | 869 | 6.2535 | 1 | 1 | 5 |  | 2 | 0 | 1 | 1 | 0 |  | 30
869 | 870 | 80 | 1 | 1 | 0 |  | 30 | 74.6628 | 1 | 1 | 5 |  | 1
870 | 871 | 6.2535 | 1 | 1 | 5 |  | 2 | 0 | 1 | 1 | 0 |  | 30
871 | 872 | 79.2362 | 1 | 1 | 17 |  | 0 | 78.0584 | 1 | 1 | 5 |  | 30
872 | 873 | 6.2535 | 1 | 1 | 5 |  | 1 | 0 | 1 | 1 | 0 |  | 30
873 | 874 | 79.2362 | 1 | 1 | 17 |  | 0 | 78.0584 | 1 | 1 | 5 |  | 30
874 | 875 | 6.2535 | 1 | 1 | 5 |  | 1 | 0 | 1 | 1 | 0 |  | 30
875 | 876 | 79.2362 | 1 | 1 | 17 |  | 0 | 78.0584 | 1 | 1 | 5 |  | 30
876 | 877 | 0 | 1 | 1 | 0 |  | 30 | 0 | 1 | 1 | 0 |  | 30
877 | 878 | 79.2362 | 1 | 1 | 17 |  | 0 | 78.0584 | 1 | 1 | 5 |  | 30
878 | 879 | 0 | 1 | 1 | 0 |  | 30 | 0 | 1 | 1 | 0 |  | 30
879 | 880 | 79.2362 | 1 | 1 | 17 |  | 0 | 78.0584 | 1 | 1 | 5 |  | 30
880 | 881 | 6.2535 | 1 | 1 | 5 |  | 1 | 0 | 1 | 1 | 0 |  | 30
881 | 882 | 80 | 1 | 1 | 5 |  | 1 | 79.0598 | 1 | 1 | 19 |  | 2
882 | 883 | 6.2535 | 1 | 1 | 5 |  | 1 | 0 | 1 | 1 | 0 |  | 30
883 | 884 | 80 | 1 | 1 | 5 |  | 1 | 79.0598 | 1 | 1 | 19 |  | 2
884 | 885 | 6.2535 | 1 | 1 | 5 |  | 1 | 0 | 1 | 1 | 0 |  | 30
885 | 886 | 80 | 1 | 1 | 0 |  | 30 | 80 | 1 | 1 | 0 |  | 30
886 | 887 | 4.206 | 1 | 1 | 0 |  | 30 | 4.206 | 1 | 1 | 0 |  | 30
887 | 888 | 80 | 1 | 1 | 0 |  | 30 | 80 | 1 | 1 | 0 |  | 30
888 | 889 | 4.206 | 1 | 1 | 0 |  | 30 | 4.206 | 1 | 1 | 0 |  | 30
889 | 890 | 80 | 1 | 1 | 0 |  | 30 | 80 | 1 | 1 | 0 |  | 30
890 | 891 | 4.2048 | 1 | 1 | 19 |  | 5 | 3.973 | 1 | 1 | 5 |  | 2
891 | 892 | 80 | 1 | 1 | 0 |  | 30 | 80 | 1 | 1 | 0 |  | 30
892 | 893 | 4.2048 | 1 | 1 | 19 |  | 5 | 3.973 | 1 | 1 | 5 |  | 2
893 | 894 | 80 | 1 | 1 | 0 |  | 30 | 80 | 1 | 1 | 0 |  | 30
894 | 895 | 0.022538 | 1 | 1 | 5 |  | 2 | 0 | 1 | 1 | 19 |  | 5
895 | 896 | 80 | 1 | 1 | 19 |  | 5 | 19.2923 | 1 | 1 | 15 |  | 0
896 | 897 | 0.022538 | 1 | 1 | 5 |  | 2 | 0 | 1 | 1 | 19 |  | 5
897 | 898 | 80 | 1 | 1 | 0 |  | 30 | 80 | 1 | 1 | 0 |  | 30
898 | 899 | 0.007622 | 1 | 1 | 7 |  | 2 | 0 | 1 | 1 | 19 |  | 5
899 | 900 | 80 | 1 | 1 | 19 |  | 5 | 19.5096 | 1 | 1 | 10 |  | 15
900 | 901 | 0.007622 | 1 | 1 | 7 |  | 2 | 0 | 1 | 1 | 19 |  | 5
901 | 902 | 80 | 1 | 1 | 0 |  | 30 | 80 | 1 | 1 | 0 |  | 30
902 | 903 | 0.0034227 | 1 | 1 | 5 |  | 2 | 0 | 1 | 1 | 7 |  | 4
903 | 904 | 80 | 1 | 1 | 7 |  | 4 | 19.437 | 1 | 1 | 12 |  | 30
904 | 905 | 0.0034227 | 1 | 1 | 5 |  | 2 | 0 | 1 | 1 | 7 |  | 4
905 | 906 | 80 | 1 | 1 | 0 |  | 30 | 80 | 1 | 1 | 0 |  | 30
906 | 907 | 0.013932 | 1 | 1 | 5 |  | 2 | 0 | 1 | 1 | 7 |  | 4
907 | 908 | 80 | 1 | 1 | 7 |  | 4 | 19.4223 | 1 | 1 | 13 |  | 30
908 | 909 | 0.013932 | 1 | 1 | 5 |  | 2 | 0 | 1 | 1 | 7 |  | 4
909 | 910 | 80 | 1 | 1 | 0 |  | 30 | 80 | 1 | 1 | 0 |  | 30
910 | 911 | 0.0033703 | 1 | 1 | 5 |  | 2 | 0 | 1 | 1 | 7 |  | 4
911 | 912 | 80 | 1 | 1 | 7 |  | 4 | 19.4527 | 1 | 1 | 12 |  | 30
912 | 913 | 0.0033703 | 1 | 1 | 5 |  | 2 | 0 | 1 | 1 | 7 |  | 4
913 | 914 | 80 | 1 | 1 | 0 |  | 30 | 80 | 1 | 1 | 0 |  | 30
914 | 915 | 0.0060414 | 1 | 1 | 7 |  | 2 | 0 | 1 | 1 | 19 |  | 5
915 | 916 | 80 | 1 | 1 | 19 |  | 5 | 19.5789 | 1 | 1 | 11 |  | 22
916 | 917 | 0.0060414 | 1 | 1 | 7 |  | 2 | 0 | 1 | 1 | 19 |  | 5
917 | 918 | 80 | 1 | 1 | 0 |  | 30 | 80 | 1 | 1 | 0 |  | 30
918 | 919 | 0.01438 | 1 | 1 | 5 |  | 2 | 0 | 1 | 1 | 19 |  | 5
919 | 920 | 80 | 1 | 1 | 19 |  | 5 | 19.3053 | 1 | 1 | 15 |  | 0
920 | 921 | 0.01438 | 1 | 1 | 5 |  | 2 | 0 | 1 | 1 | 19 |  | 5
921 | 922 | 80 | 1 | 1 | 0 |  | 30 | 80 | 1 | 1 | 0 |  | 30
922 | 923 | 0.0089676 | 1 | 1 | 5 |  | 2 | 0.0012072 | 1 | 1 | 19 |  | 5
923 | 924 | 24.4379 | 1 | 1 | 5 |  | 2 | 19.1917 | 1 | 1 | 14 |  | 30
924 | 925 | 0.0089676 | 1 | 1 | 5 |  | 2 | 0.0012072 | 1 | 1 | 19 |  | 5
925 | 926 | 80 | 1 | 1 | 0 |  | 30 | 80 | 1 | 1 | 0 |  | 30
926 | 927 | 0.0055348 | 1 | 1 | 7 |  | 2 | 0 | 1 | 1 | 19 |  | 5
927 | 928 | 80 | 1 | 1 | 19 |  | 5 | 19.3048 | 1 | 1 | 14 |  | 7
928 | 929 | 0.0055348 | 1 | 1 | 7 |  | 2 | 0 | 1 | 1 | 19 |  | 5
929 | 930 | 80 | 1 | 1 | 0 |  | 30 | 80 | 1 | 1 | 0 |  | 30
930 | 931 | 0.0066914 | 1 | 1 | 7 |  | 2 | 0 | 1 | 1 | 7 |  | 4
931 | 932 | 80 | 1 | 1 | 7 |  | 4 | 19.6156 | 1 | 1 | 8 |  | 52
932 | 933 | 0.0066914 | 1 | 1 | 7 |  | 2 | 0 | 1 | 1 | 7 |  | 4
933 | 934 | 80 | 1 | 1 | 0 |  | 30 | 80 | 1 | 1 | 0 |  | 30
934 | 935 | 0.0051487 | 1 | 1 | 7 |  | 2 | 0 | 1 | 1 | 7 |  | 4
935 | 936 | 80 | 1 | 1 | 7 |  | 4 | 19.497 | 1 | 1 | 9 |  | 0
936 | 937 | 0.0051487 | 1 | 1 | 7 |  | 2 | 0 | 1 | 1 | 7 |  | 4
937 | 938 | 80 | 1 | 1 | 0 |  | 30 | 80 | 1 | 1 | 0 |  | 30
938 | 939 | 0.00073732 | 1 | 1 | 7 |  | 2 | 0 | 1 | 1 | 0 |  | 30
939 | 940 | 80 | 1 | 1 | 0 |  | 30 | 19.7023 | 1 | 1 | 6 |  | 52
940 | 941 | 0.00073732 | 1 | 1 | 7 |  | 2 | 0 | 1 | 1 | 0 |  | 30
941 | 942 | 80 | 1 | 1 | 0 |  | 30 | 80 | 1 | 1 | 0 |  | 30
942 | 943 | 0.008631 | 1 | 1 | 7 |  | 2 | 0 | 1 | 1 | 19 |  | 5
943 | 944 | 80 | 1 | 1 | 19 |  | 5 | 19.5195 | 1 | 1 | 9 |  | 7
944 | 945 | 0.008631 | 1 | 1 | 7 |  | 2 | 0 | 1 | 1 | 19 |  | 5
945 | 946 | 80 | 1 | 1 | 0 |  | 30 | 80 | 1 | 1 | 0 |  | 30
946 | 947 | 0.001125 | 1 | 1 | 5 |  | 5 | 0 | 1 | 1 | 0 |  | 30
947 | 948 | 80 | 1 | 1 | 0 |  | 30 | 19.5427 | 1 | 1 | 5 |  | 55
948 | 949 | 0.001125 | 1 | 1 | 5 |  | 5 | 0 | 1 | 1 | 0 |  | 30
949 | 950 | 80 | 1 | 1 | 0 |  | 30 | 80 | 1 | 1 | 0 |  | 30
950 | 951 | 0.0014239 | 1 | 1 | 7 |  | 2 | 0 | 1 | 1 | 0 |  | 30
951 | 952 | 80 | 1 | 1 | 0 |  | 30 | 19.4849 | 1 | 1 | 6 |  | 15
952 | 953 | 0.0014239 | 1 | 1 | 7 |  | 2 | 0 | 1 | 1 | 0 |  | 30
953 | 954 | 80 | 1 | 1 | 0 |  | 30 | 80 | 1 | 1 | 0 |  | 30
954 | 955 | 0.0032059 | 1 | 1 | 5 |  | 2 | 0 | 1 | 1 | 7 |  | 4
955 | 956 | 80 | 1 | 1 | 7 |  | 4 | 19.4427 | 1 | 1 | 18 |  | 45
956 | 957 | 0.0032059 | 1 | 1 | 5 |  | 2 | 0 | 1 | 1 | 7 |  | 4
957 | 958 | 80 | 1 | 1 | 0 |  | 30 | 80 | 1 | 1 | 0 |  | 30
958 | 959 | 0.00055715 | 1 | 1 | 5 |  | 3 | 0 | 1 | 1 | 0 |  | 30
959 | 960 | 80 | 1 | 1 | 0 |  | 30 | 19.4397 | 1 | 1 | 6 |  | 30
960 | 961 | 0.00055715 | 1 | 1 | 5 |  | 3 | 0 | 1 | 1 | 0 |  | 30
961 | 962 | 80 | 1 | 1 | 0 |  | 30 | 80 | 1 | 1 | 0 |  | 30
962 | 963 | 0.0012419 | 1 | 1 | 5 |  | 2 | 0 | 1 | 1 | 0 |  | 30
963 | 964 | 80 | 1 | 1 | 0 |  | 30 | 19.562 | 1 | 1 | 6 |  | 22
964 | 965 | 0.0012419 | 1 | 1 | 5 |  | 2 | 0 | 1 | 1 | 0 |  | 30
965 | 966 | 80 | 1 | 1 | 0 |  | 30 | 80 | 1 | 1 | 0 |  | 30
966 | 967 | 0.002402 | 1 | 1 | 5 |  | 5 | 0 | 1 | 1 | 0 |  | 30
967 | 968 | 80 | 1 | 1 | 0 |  | 30 | 19.464 | 1 | 1 | 6 |  | 22
968 | 969 | 0.002402 | 1 | 1 | 5 |  | 5 | 0 | 1 | 1 | 0 |  | 30
969 | 970 | 80 | 1 | 1 | 0 |  | 30 | 80 | 1 | 1 | 0 |  | 30
970 | 971 | 0.0019217 | 1 | 1 | 7 |  | 2 | 0 | 1 | 1 | 0 |  | 30
971 | 972 | 80 | 1 | 1 | 0 |  | 30 | 19.4913 | 1 | 1 | 6 |  | 22
972 | 973 | 0.0019217 | 1 | 1 | 7 |  | 2 | 0 | 1 | 1 | 0 |  | 30
973 | 974 | 80 | 1 | 1 | 0 |  | 30 | 80 | 1 | 1 | 0 |  | 30
974 | 975 | 0.14538 | 1 | 1 | 5 |  | 1 | 0 | 1 | 1 | 0 |  | 30
975 | 976 | 80 | 1 | 1 | 0 |  | 30 | 20.5182 | 1 | 1 | 17 |  | 0
976 | 977 | 0.14538 | 1 | 1 | 5 |  | 1 | 0 | 1 | 1 | 0 |  | 30
977 | 978 | 80 | 1 | 1 | 0 |  | 30 | 80 | 1 | 1 | 0 |  | 30
978 | 979 | 0.0025373 | 1 | 1 | 5 |  | 2 | 0 | 1 | 1 | 19 |  | 5
979 | 980 | 80 | 1 | 1 | 19 |  | 5 | 19.2319 | 1 | 1 | 13 |  | 45
980 | 981 | 0.0025373 | 1 | 1 | 5 |  | 2 | 0 | 1 | 1 | 19 |  | 5
981 | 982 | 80 | 1 | 1 | 0 |  | 30 | 80 | 1 | 1 | 0 |  | 30
982 | 983 | 0.0044408 | 1 | 1 | 5 |  | 2 | 0 | 1 | 1 | 7 |  | 4
983 | 984 | 80 | 1 | 1 | 7 |  | 4 | 19.4275 | 1 | 1 | 12 |  | 45
984 | 985 | 0.0044408 | 1 | 1 | 5 |  | 2 | 0 | 1 | 1 | 7 |  | 4
985 | 986 | 80 | 1 | 1 | 0 |  | 30 | 80 | 1 | 1 | 0 |  | 30
986 | 987 | 0.010652 | 1 | 1 | 5 |  | 2 | 0 | 1 | 1 | 19 |  | 5
987 | 988 | 80 | 1 | 1 | 19 |  | 5 | 19.2993 | 1 | 1 | 15 |  | 52
988 | 989 | 0.010652 | 1 | 1 | 5 |  | 2 | 0 | 1 | 1 | 19 |  | 5
989 | 990 | 79.9828 | 1 | 1 | 19 |  | 5 | 77.9974 | 1 | 1 | 5 |  | 2
990 | 991 | 4.206 | 1 | 1 | 0 |  | 30 | 4.206 | 1 | 1 | 5 |  | 2
991 | 992 | 79.9828 | 1 | 1 | 19 |  | 5 | 77.9974 | 1 | 1 | 5 |  | 2
992 | 993 | 4.206 | 1 | 1 | 0 |  | 30 | 4.206 | 1 | 1 | 5 |  | 2
993 | 994 | 79.7351 | 1 | 1 | 17 |  | 0 | 78.7526 | 1 | 1 | 5 |  | 30
994 | 995 | 4.206 | 1 | 1 | 0 |  | 30 | 4.206 | 1 | 1 | 0 |  | 30
995 | 996 | 79.7351 | 1 | 1 | 17 |  | 0 | 78.7526 | 1 | 1 | 5 |  | 30
996 | 997 | 4.206 | 1 | 1 | 0 |  | 30 | 4.206 | 1 | 1 | 0 |  | 30
997 | 998 | 79.7351 | 1 | 1 | 17 |  | 0 | 78.7526 | 1 | 1 | 5 |  | 30
998 | 999 | 0 | 1 | 1 | 0 |  | 30 | 0 | 1 | 1 | 0 |  | 30
999 | 1000 | 79.7351 | 1 | 1 | 17 |  | 0 | 78.7526 | 1 | 1 | 5 |  | 30
1000 | 1001 | 0 | 1 | 1 | 0 |  | 30 | 0 | 1 | 1 | 0 |  | 30
1001 | 1002 | 79.7351 | 1 | 1 | 17 |  | 0 | 78.7526 | 1 | 1 | 5 |  | 30
1002 | 1003 | 4.206 | 1 | 1 | 0 |  | 30 | 4.206 | 1 | 1 | 0 |  | 30
1003 | 1004 | 80 | 1 | 1 | 0 |  | 30 | 80 | 1 | 1 | 0 |  | 30
1004 | 1005 | 4.206 | 1 | 1 | 0 |  | 30 | 4.206 | 1 | 1 | 0 |  | 30
1005 | 1006 | 80 | 1 | 1 | 0 |  | 30 | 80 | 1 | 1 | 0 |  | 30
1006 | 1007 | 4.206 | 1 | 1 | 0 |  | 30 | 4.206 | 1 | 1 | 0 |  | 30
1007 | 1008 | 80.0004 | 1 | 1 | 12 |  | 7 | 80 | 1 | 1 | 0 |  | 30
1008 | 1009 | 0.71178 | 1 | 1 | 0 |  | 30 | 0 | 1 | 1 | 14 |  | 7
1009 | 1010 | 80.0004 | 1 | 1 | 12 |  | 7 | 80 | 1 | 1 | 0 |  | 30
1010 | 1011 | 0.71178 | 1 | 1 | 0 |  | 30 | 0 | 1 | 1 | 14 |  | 7
1011 | 1012 | 80.0004 | 1 | 1 | 12 |  | 7 | 80 | 1 | 1 | 0 |  | 30
1012 | 1013 | 0.71177 | 1 | 1 | 11 |  | 37 | 0 | 1 | 1 | 14 |  | 7
1013 | 1014 | 80.0004 | 1 | 1 | 12 |  | 7 | 80 | 1 | 1 | 0 |  | 30
1014 | 1015 | 0.71177 | 1 | 1 | 11 |  | 37 | 0 | 1 | 1 | 14 |  | 7
1015 | 1016 | 80.0004 | 1 | 1 | 12 |  | 7 | 80 | 1 | 1 | 0 |  | 30
1016 | 1017 | 0.0036927 | 1 | 1 | 6 |  | 37 | 0 | 1 | 1 | 7 |  | 2
1017 | 1018 | 80.0004 | 1 | 1 | 12 |  | 7 | 20.0129 | 1 | 1 | 20 |  | 39
1018 | 1019 | 0.0036927 | 1 | 1 | 6 |  | 37 | 0 | 1 | 1 | 7 |  | 2
1019 | 1020 | 80.0004 | 1 | 1 | 12 |  | 7 | 80 | 1 | 1 | 0 |  | 30
1020 | 1021 | 5.4347e-05 | 1 | 1 | 7 |  | 0 | 0 | 1 | 1 | 0 |  | 30
1021 | 1022 | 80.0004 | 1 | 1 | 12 |  | 7 | 19.9983 | 1 | 1 | 7 |  | 0
1022 | 1023 | 5.4347e-05 | 1 | 1 | 7 |  | 0 | 0 | 1 | 1 | 0 |  | 30
1023 | 1024 | 80.0004 | 1 | 1 | 12 |  | 7 | 80 | 1 | 1 | 0 |  | 30
1024 | 1025 | 0.0037598 | 1 | 1 | 6 |  | 7 | 0 | 1 | 1 | 8 |  | 6
1025 | 1026 | 80.0004 | 1 | 1 | 12 |  | 7 | 19.9994 | 1 | 1 | 19 |  | 55
1026 | 1027 | 0.0037598 | 1 | 1 | 6 |  | 7 | 0 | 1 | 1 | 8 |  | 6
1027 | 1028 | 80.0004 | 1 | 1 | 12 |  | 7 | 80 | 1 | 1 | 0 |  | 30
1028 | 1029 | 0.0006842 | 1 | 1 | 6 |  | 37 | 0 | 1 | 1 | 0 |  | 30
1029 | 1030 | 80.0004 | 1 | 1 | 12 |  | 7 | 19.9995 | 1 | 1 | 4 |  | 0
1030 | 1031 | 0.0006842 | 1 | 1 | 6 |  | 37 | 0 | 1 | 1 | 0 |  | 30
1031 | 1032 | 80.0004 | 1 | 1 | 12 |  | 7 | 80 | 1 | 1 | 0 |  | 30
1032 | 1033 | 0.0014516 | 1 | 1 | 6 |  | 37 | 0 | 1 | 1 | 7 |  | 2
1033 | 1034 | 80.0004 | 1 | 1 | 12 |  | 7 | 19.9998 | 1 | 1 | 20 |  | 48
1034 | 1035 | 0.0014516 | 1 | 1 | 6 |  | 37 | 0 | 1 | 1 | 7 |  | 2
1035 | 1036 | 80.0004 | 1 | 1 | 12 |  | 7 | 80 | 1 | 1 | 0 |  | 30
1036 | 1037 | 0.003026 | 1 | 1 | 5 |  | 2 | 0 | 1 | 1 | 9 |  | 7
1037 | 1038 | 80.0004 | 1 | 1 | 12 |  | 7 | 19.9994 | 1 | 1 | 8 |  | 18
1038 | 1039 | 0.003026 | 1 | 1 | 5 |  | 2 | 0 | 1 | 1 | 9 |  | 7
1039 | 1040 | 80.0004 | 1 | 1 | 12 |  | 7 | 80 | 1 | 1 | 0 |  | 30
1040 | 1041 | 0.0010536 | 1 | 1 | 6 |  | 45 | 0 | 1 | 1 | 11 |  | 7
1041 | 1042 | 80.0002 | 1 | 1 | 12 |  | 0 | 19.9964 | 1 | 1 | 18 |  | 22
1042 | 1043 | 0.0010536 | 1 | 1 | 6 |  | 45 | 0 | 1 | 1 | 11 |  | 7
1043 | 1044 | 80.0004 | 1 | 1 | 12 |  | 7 | 80 | 1 | 1 | 0 |  | 30
1044 | 1045 | 0.0025668 | 1 | 1 | 6 |  | 7 | 0 | 1 | 1 | 8 |  | 6
1045 | 1046 | 80.0004 | 1 | 1 | 12 |  | 7 | 19.9993 | 1 | 1 | 19 |  | 51
1046 | 1047 | 0.0025668 | 1 | 1 | 6 |  | 7 | 0 | 1 | 1 | 8 |  | 6
1047 | 1048 | 80.0004 | 1 | 1 | 12 |  | 7 | 80 | 1 | 1 | 0 |  | 30
1048 | 1049 | 0.0042361 | 1 | 1 | 6 |  | 7 | 0 | 1 | 1 | 7 |  | 2
1049 | 1050 | 80.0004 | 1 | 1 | 12 |  | 7 | 20.0253 | 1 | 1 | 20 |  | 11
1050 | 1051 | 0.0042361 | 1 | 1 | 6 |  | 7 | 0 | 1 | 1 | 7 |  | 2
1051 | 1052 | 80.0004 | 1 | 1 | 12 |  | 7 | 80 | 1 | 1 | 0 |  | 30
1052 | 1053 | 0.00077473 | 1 | 1 | 5 |  | 2 | 0 | 1 | 1 | 7 |  | 2
1053 | 1054 | 80.0004 | 1 | 1 | 12 |  | 7 | 20.0001 | 1 | 1 | 20 |  | 42
1054 | 1055 | 0.00077473 | 1 | 1 | 5 |  | 2 | 0 | 1 | 1 | 7 |  | 2
1055 | 1056 | 80.0004 | 1 | 1 | 12 |  | 7 | 80 | 1 | 1 | 0 |  | 30
1056 | 1057 | 0 | 1 | 1 | 0 |  | 30 | 0 | 1 | 1 | 0 |  | 30
1057 | 1058 | 80.0004 | 1 | 1 | 12 |  | 7 | 80 | 1 | 1 | 0 |  | 30
1058 | 1059 | 0 | 1 | 1 | 0 |  | 30 | 0 | 1 | 1 | 0 |  | 30
1059 | 1060 | 80.0004 | 1 | 1 | 12 |  | 7 | 80 | 1 | 1 | 0 |  | 30
1060 | 1061 | 0.00090433 | 1 | 1 | 6 |  | 37 | 0 | 1 | 1 | 7 |  | 2
1061 | 1062 | 80.0004 | 1 | 1 | 12 |  | 7 | 20.0045 | 1 | 1 | 20 |  | 39
1062 | 1063 | 0.00090433 | 1 | 1 | 6 |  | 37 | 0 | 1 | 1 | 7 |  | 2
1063 | 1064 | 80.0004 | 1 | 1 | 12 |  | 7 | 80 | 1 | 1 | 0 |  | 30
1064 | 1065 | 0 | 1 | 1 | 0 |  | 30 | 0 | 1 | 1 | 0 |  | 30
1065 | 1066 | 80.0004 | 1 | 1 | 12 |  | 7 | 80 | 1 | 1 | 0 |  | 30
1066 | 1067 | 0 | 1 | 1 | 0 |  | 30 | 0 | 1 | 1 | 0 |  | 30
1067 | 1068 | 80.0004 | 1 | 1 | 12 |  | 7 | 80 | 1 | 1 | 0 |  | 30
1068 | 1069 | 0.00082268 | 1 | 1 | 6 |  | 15 | 0 | 1 | 1 | 7 |  | 2
1069 | 1070 | 80.0004 | 1 | 1 | 12 |  | 7 | 19.9999 | 1 | 1 | 20 |  | 42
1070 | 1071 | 0.00082268 | 1 | 1 | 6 |  | 15 | 0 | 1 | 1 | 7 |  | 2
1071 | 1072 | 80.0004 | 1 | 1 | 12 |  | 7 | 80 | 1 | 1 | 0 |  | 30
1072 | 1073 | 0.00073554 | 1 | 1 | 6 |  | 7 | 0 | 1 | 1 | 9 |  | 7
1073 | 1074 | 80.0004 | 1 | 1 | 12 |  | 7 | 19.9976 | 1 | 1 | 19 |  | 38
1074 | 1075 | 0.00073554 | 1 | 1 | 6 |  | 7 | 0 | 1 | 1 | 9 |  | 7
1075 | 1076 | 80.0004 | 1 | 1 | 12 |  | 7 | 80 | 1 | 1 | 0 |  | 30
1076 | 1077 | 0.0016989 | 1 | 1 | 20 |  | 6 | 0 | 1 | 1 | 7 |  | 2
1077 | 1078 | 80.0004 | 1 | 1 | 12 |  | 7 | 20.0642 | 1 | 1 | 20 |  | 9
1078 | 1079 | 0.0016989 | 1 | 1 | 20 |  | 6 | 0 | 1 | 1 | 7 |  | 2
1079 | 1080 | 80.0004 | 1 | 1 | 12 |  | 7 | 80 | 1 | 1 | 0 |  | 30
1080 | 1081 | 0.0040478 | 1 | 1 | 5 |  | 2 | 0 | 1 | 1 | 9 |  | 7
1081 | 1082 | 80.0004 | 1 | 1 | 12 |  | 7 | 20 | 1 | 1 | 8 |  | 37
1082 | 1083 | 0.0040478 | 1 | 1 | 5 |  | 2 | 0 | 1 | 1 | 9 |  | 7
1083 | 1084 | 80.0004 | 1 | 1 | 12 |  | 7 | 80 | 1 | 1 | 0 |  | 30
1084 | 1085 | 0.0078188 | 1 | 1 | 5 |  | 1 | 0 | 1 | 1 | 14 |  | 7
1085 | 1086 | 80 | 1 | 1 | 14 |  | 7 | 19.9993 | 1 | 1 | 12 |  | 0
1086 | 1087 | 0.0078188 | 1 | 1 | 5 |  | 1 | 0 | 1 | 1 | 14 |  | 7
1087 | 1088 | 80.0004 | 1 | 1 | 12 |  | 7 | 80 | 1 | 1 | 0 |  | 30
1088 | 1089 | 0.009818 | 1 | 1 | 5 |  | 2 | 0 | 1 | 1 | 9 |  | 7
1089 | 1090 | 80.0004 | 1 | 1 | 12 |  | 7 | 19.9998 | 1 | 1 | 19 |  | 0
1090 | 1091 | 0.009818 | 1 | 1 | 5 |  | 2 | 0 | 1 | 1 | 9 |  | 7
1091 | 1092 | 80 | 1 | 1 | 14 |  | 7 | 76.3036 | 1 | 1 | 6 |  | 52
1092 | 1093 | 0.71178 | 1 | 1 | 5 |  | 20 | 0 | 1 | 1 | 14 |  | 7
1093 | 1094 | 80 | 1 | 1 | 14 |  | 7 | 76.3036 | 1 | 1 | 6 |  | 52
1094 | 1095 | 0.71178 | 1 | 1 | 5 |  | 20 | 0 | 1 | 1 | 14 |  | 7
1095 | 1096 | 80.0013 | 1 | 1 | 12 |  | 0 | 76.3206 | 1 | 1 | 7 |  | 0
1096 | 1097 | 0.71178 | 1 | 1 | 0 |  | 30 | 0 | 1 | 1 | 14 |  | 7
1097 | 1098 | 80.0013 | 1 | 1 | 12 |  | 0 | 76.3206 | 1 | 1 | 7 |  | 0
1098 | 1099 | 0.71178 | 1 | 1 | 0 |  | 30 | 0 | 1 | 1 | 14 |  | 7
1099 | 1100 | 80.0013 | 1 | 1 | 12 |  | 0 | 76.3206 | 1 | 1 | 7 |  | 0
1100 | 1101 | 0.71178 | 1 | 1 | 12 |  | 0 | 0 | 1 | 1 | 0 |  | 30
1101 | 1102 | 80.0013 | 1 | 1 | 12 |  | 0 | 76.3206 | 1 | 1 | 7 |  | 0
1102 | 1103 | 0.71178 | 1 | 1 | 12 |  | 0 | 0 | 1 | 1 | 0 |  | 30
1103 | 1104 | 80.0013 | 1 | 1 | 12 |  | 0 | 76.3206 | 1 | 1 | 7 |  | 0
1104 | 1105 | 0.71178 | 1 | 1 | 0 |  | 30 | 0 | 1 | 1 | 12 |  | 0
1105 | 1106 | 80.0013 | 1 | 1 | 12 |  | 0 | 79.9807 | 1 | 1 | 14 |  | 7
1106 | 1107 | 0.71178 | 1 | 1 | 0 |  | 30 | 0 | 1 | 1 | 12 |  | 0
1107 | 1108 | 80.0013 | 1 | 1 | 12 |  | 0 | 79.9807 | 1 | 1 | 14 |  | 7
1108 | 1109 | 0.71178 | 1 | 1 | 0 |  | 30 | 0 | 1 | 1 | 14 |  | 7
1109 | 1110 | 80 | 1 | 1 | 0 |  | 30 | 80 | 1 | 1 | 0 |  | 30
1110 | 1111 | 7.2076 | 1 | 1 | 9 |  | 7 | 0 | 1 | 1 | 0 |  | 30
1111 | 1112 | 80 | 1 | 1 | 0 |  | 30 | 80 | 1 | 1 | 0 |  | 30
1112 | 1113 | 7.2076 | 1 | 1 | 9 |  | 7 | 0 | 1 | 1 | 0 |  | 30
1113 | 1114 | 80 | 1 | 1 | 0 |  | 30 | 80 | 1 | 1 | 0 |  | 30
1114 | 1115 | 7.1704 | 1 | 1 | 13 |  | 37 | 0 | 1 | 1 | 0 |  | 30
1115 | 1116 | 80 | 1 | 1 | 0 |  | 30 | 80 | 1 | 1 | 0 |  | 30
1116 | 1117 | 7.1704 | 1 | 1 | 13 |  | 37 | 0 | 1 | 1 | 0 |  | 30
1117 | 1118 | 80 | 1 | 1 | 0 |  | 30 | 80 | 1 | 1 | 0 |  | 30
1118 | 1119 | 0.13629 | 1 | 1 | 9 |  | 45 | 0 | 1 | 1 | 0 |  | 30
1119 | 1120 | 80 | 1 | 1 | 0 |  | 30 | 51.1021 | 1 | 1 | 13 |  | 45
1120 | 1121 | 0.13629 | 1 | 1 | 9 |  | 45 | 0 | 1 | 1 | 0 |  | 30
1121 | 1122 | 80 | 1 | 1 | 0 |  | 30 | 79.5604 | 1 | 1 | 9 |  | 45
1122 | 1123 | 7.2076 | 1 | 1 | 9 |  | 7 | 0 | 1 | 1 | 0 |  | 30
1123 | 1124 | 80 | 1 | 1 | 0 |  | 30 | 79.5604 | 1 | 1 | 9 |  | 45
1124 | 1125 | 7.2076 | 1 | 1 | 9 |  | 7 | 0 | 1 | 1 | 0 |  | 30
1125 | 1126 | 79.8556 | 1 | 1 | 14 |  | 0 | 79.5683 | 1 | 1 | 10 |  | 0
1126 | 1127 | 7.2076 | 1 | 1 | 9 |  | 7 | 0 | 1 | 1 | 0 |  | 30
1127 | 1128 | 79.8556 | 1 | 1 | 14 |  | 0 | 79.5683 | 1 | 1 | 10 |  | 0
1128 | 1129 | 7.2076 | 1 | 1 | 9 |  | 7 | 0 | 1 | 1 | 0 |  | 30
1129 | 1130 | 79.8556 | 1 | 1 | 14 |  | 0 | 79.5683 | 1 | 1 | 10 |  | 0
1130 | 1131 | 0 | 1 | 1 | 0 |  | 30 | 0 | 1 | 1 | 0 |  | 30
1131 | 1132 | 79.8556 | 1 | 1 | 14 |  | 0 | 79.5683 | 1 | 1 | 10 |  | 0
1132 | 1133 | 0 | 1 | 1 | 0 |  | 30 | 0 | 1 | 1 | 0 |  | 30
1133 | 1134 | 79.8556 | 1 | 1 | 14 |  | 0 | 79.5683 | 1 | 1 | 10 |  | 0
1134 | 1135 | 7.2076 | 1 | 1 | 9 |  | 7 | 0 | 1 | 1 | 0 |  | 30
1135 | 1136 | 80 | 1 | 1 | 15 |  | 7 | 79.5755 | 1 | 1 | 0 |  | 30
1136 | 1137 | 7.2076 | 1 | 1 | 9 |  | 7 | 0 | 1 | 1 | 0 |  | 30
1137 | 1138 | 80 | 1 | 1 | 15 |  | 7 | 79.5755 | 1 | 1 | 0 |  | 30
1138 | 1139 | 7.2076 | 1 | 1 | 9 |  | 7 | 0 | 1 | 1 | 0 |  | 30
1139 | 1140 | 0 | 1 | 1 | 7 |  | 33 | -1.3 | 1 | 1 | 5 |  | 35
1140 | 1141 | 3.1542 | 1 | 1 | 9 |  | 7 | 0 | 1 | 1 | 0 |  | 30
1141 | 1142 | 0 | 1 | 1 | 7 |  | 33 | -1.3 | 1 | 1 | 5 |  | 35
1142 | 1143 | 3.1579 | 1 | 1 | 9 |  | 7 | 0 | 1 | 1 | 0 |  | 30
1143 | 1144 | 0 | 1 | 1 | 7 |  | 33 | -1.3 | 1 | 1 | 5 |  | 35
1144 | 1145 | 3.1579 | 1 | 1 | 9 |  | 7 | 0 | 1 | 1 | 0 |  | 30
1145 | 1146 | 0 | 1 | 1 | 7 |  | 33 | -1.3 | 1 | 1 | 5 |  | 35
1146 | 1147 | 0.96903 | 1 | 1 | 2 |  | 0 | 0.96903 | 1 | 1 | 0 |  | 30
1147 | 1148 | 0 | 1 | 1 | 7 |  | 33 | -1.3 | 1 | 1 | 5 |  | 35
1148 | 1149 | 0 | 1 | 1 | 0 |  | 30 | 0 | 1 | 1 | 0 |  | 30
1149 | 1150 | 0 | 1 | 1 | 7 |  | 33 | -1.3 | 1 | 1 | 5 |  | 35
1150 | 1151 | 0 | 1 | 1 | 0 |  | 30 | 0 | 1 | 1 | 0 |  | 30
1151 | 1152 | 0 | 1 | 1 | 7 |  | 33 | -1.3 | 1 | 1 | 5 |  | 35
1152 | 1153 | 0 | 1 | 1 | 0 |  | 30 | 0 | 1 | 1 | 0 |  | 30
1153 | 1154 | 0 | 1 | 1 | 7 |  | 33 | -1.3 | 1 | 1 | 5 |  | 35
1154 | 1155 | 0 | 1 | 1 | 0 |  | 30 | 0 | 1 | 1 | 0 |  | 30
1155 | 1156 | 0 | 1 | 1 | 7 |  | 33 | -1.3 | 1 | 1 | 5 |  | 35
1156 | 1157 | 0 | 1 | 1 | 0 |  | 30 | 0 | 1 | 1 | 0 |  | 30
1157 | 1158 | 0 | 1 | 1 | 7 |  | 33 | -1.3 | 1 | 1 | 5 |  | 35
1158 | 1159 | 0 | 1 | 1 | 0 |  | 30 | 0 | 1 | 1 | 0 |  | 30
1159 | 1160 | 0 | 1 | 1 | 7 |  | 33 | -1.3 | 1 | 1 | 5 |  | 35
1160 | 1161 | 0 | 1 | 1 | 0 |  | 30 | 0 | 1 | 1 | 0 |  | 30
1161 | 1162 | 0 | 1 | 1 | 7 |  | 33 | -1.3 | 1 | 1 | 5 |  | 35
1162 | 1163 | 0 | 1 | 1 | 0 |  | 30 | 0 | 1 | 1 | 0 |  | 30
1163 | 1164 | 0 | 1 | 1 | 7 |  | 33 | -1.3 | 1 | 1 | 5 |  | 35
1164 | 1165 | 0 | 1 | 1 | 0 |  | 30 | 0 | 1 | 1 | 0 |  | 30
1165 | 1166 | 0 | 1 | 1 | 7 |  | 33 | -1.3 | 1 | 1 | 5 |  | 35
1166 | 1167 | 0 | 1 | 1 | 0 |  | 30 | 0 | 1 | 1 | 0 |  | 30
1167 | 1168 | 0 | 1 | 1 | 7 |  | 33 | -1.3 | 1 | 1 | 5 |  | 35
1168 | 1169 | 0 | 1 | 1 | 0 |  | 30 | 0 | 1 | 1 | 0 |  | 30
1169 | 1170 | 0 | 1 | 1 | 7 |  | 33 | -1.3 | 1 | 1 | 5 |  | 35
1170 | 1171 | 0 | 1 | 1 | 0 |  | 30 | 0 | 1 | 1 | 0 |  | 30
1171 | 1172 | 0 | 1 | 1 | 7 |  | 33 | -1.3 | 1 | 1 | 5 |  | 35
1172 | 1173 | 0 | 1 | 1 | 0 |  | 30 | 0 | 1 | 1 | 0 |  | 30
1173 | 1174 | 0 | 1 | 1 | 7 |  | 33 | -1.3 | 1 | 1 | 5 |  | 35
1174 | 1175 | 0 | 1 | 1 | 0 |  | 30 | 0 | 1 | 1 | 0 |  | 30
1175 | 1176 | 0 | 1 | 1 | 7 |  | 33 | -1.3 | 1 | 1 | 5 |  | 35
1176 | 1177 | 0 | 1 | 1 | 0 |  | 30 | 0 | 1 | 1 | 0 |  | 30
1177 | 1178 | 0 | 1 | 1 | 7 |  | 33 | -1.3 | 1 | 1 | 5 |  | 35
1178 | 1179 | 0 | 1 | 1 | 0 |  | 30 | 0 | 1 | 1 | 0 |  | 30
1179 | 1180 | 0 | 1 | 1 | 7 |  | 33 | -1.3 | 1 | 1 | 5 |  | 35
1180 | 1181 | 0 | 1 | 1 | 0 |  | 30 | 0 | 1 | 1 | 0 |  | 30
1181 | 1182 | 0 | 1 | 1 | 7 |  | 33 | -1.3 | 1 | 1 | 5 |  | 35
1182 | 1183 | 0 | 1 | 1 | 0 |  | 30 | 0 | 1 | 1 | 0 |  | 30
1183 | 1184 | 0 | 1 | 1 | 7 |  | 33 | -1.3 | 1 | 1 | 5 |  | 35
1184 | 1185 | 0 | 1 | 1 | 0 |  | 30 | 0 | 1 | 1 | 0 |  | 30
1185 | 1186 | 0 | 1 | 1 | 7 |  | 33 | -1.3 | 1 | 1 | 5 |  | 35
1186 | 1187 | 0 | 1 | 1 | 0 |  | 30 | 0 | 1 | 1 | 0 |  | 30
1187 | 1188 | 0 | 1 | 1 | 7 |  | 33 | -1.3 | 1 | 1 | 5 |  | 35
1188 | 1189 | 0 | 1 | 1 | 0 |  | 30 | 0 | 1 | 1 | 0 |  | 30
1189 | 1190 | 0 | 1 | 1 | 7 |  | 33 | -1.3 | 1 | 1 | 5 |  | 35
1190 | 1191 | 0 | 1 | 1 | 0 |  | 30 | 0 | 1 | 1 | 0 |  | 30
1191 | 1192 | 0 | 1 | 1 | 7 |  | 33 | -1.3 | 1 | 1 | 5 |  | 35
1192 | 1193 | 0 | 1 | 1 | 0 |  | 30 | 0 | 1 | 1 | 0 |  | 30
1193 | 1194 | 0 | 1 | 1 | 7 |  | 33 | -1.3 | 1 | 1 | 5 |  | 35
1194 | 1195 | 0 | 1 | 1 | 0 |  | 30 | 0 | 1 | 1 | 0 |  | 30
1195 | 1196 | 0 | 1 | 1 | 7 |  | 33 | -1.3 | 1 | 1 | 5 |  | 35
1196 | 1197 | 0 | 1 | 1 | 0 |  | 30 | 0 | 1 | 1 | 0 |  | 30
1197 | 1198 | 0 | 1 | 1 | 7 |  | 33 | -1.3 | 1 | 1 | 5 |  | 35
1198 | 1199 | 0 | 1 | 1 | 0 |  | 30 | 0 | 1 | 1 | 0 |  | 30
1199 | 1200 | 0 | 1 | 1 | 7 |  | 33 | -1.3 | 1 | 1 | 5 |  | 35
1200 | 1201 | 0 | 1 | 1 | 0 |  | 30 | 0 | 1 | 1 | 0 |  | 30
1201 | 1202 | 0 | 1 | 1 | 7 |  | 33 | -1.3 | 1 | 1 | 5 |  | 35
1202 | 1203 | 0 | 1 | 1 | 0 |  | 30 | 0 | 1 | 1 | 0 |  | 30
1203 | 1204 | 0 | 1 | 1 | 7 |  | 33 | -1.3 | 1 | 1 | 5 |  | 35
1204 | 1205 | 0 | 1 | 1 | 0 |  | 30 | 0 | 1 | 1 | 0 |  | 30
1205 | 1206 | 0 | 1 | 1 | 7 |  | 33 | -1.3 | 1 | 1 | 5 |  | 35
1206 | 1207 | 0 | 1 | 1 | 0 |  | 30 | 0 | 1 | 1 | 0 |  | 30
1207 | 1208 | 0 | 1 | 1 | 7 |  | 33 | -1.3 | 1 | 1 | 5 |  | 35
1208 | 1209 | 0 | 1 | 1 | 0 |  | 30 | 0 | 1 | 1 | 0 |  | 30
1209 | 1210 | 0 | 1 | 1 | 7 |  | 33 | -1.3 | 1 | 1 | 5 |  | 35
1210 | 1211 | 0 | 1 | 1 | 0 |  | 30 | 0 | 1 | 1 | 0 |  | 30
1211 | 1212 | 0 | 1 | 1 | 7 |  | 33 | -1.3 | 1 | 1 | 5 |  | 35
1212 | 1213 | 0 | 1 | 1 | 0 |  | 30 | 0 | 1 | 1 | 0 |  | 30
1213 | 1214 | 0 | 1 | 1 | 7 |  | 33 | -1.3 | 1 | 1 | 5 |  | 35
1214 | 1215 | 0 | 1 | 1 | 0 |  | 30 | 0 | 1 | 1 | 0 |  | 30
1215 | 1216 | 0 | 1 | 1 | 7 |  | 33 | -1.3 | 1 | 1 | 5 |  | 35
1216 | 1217 | 0 | 1 | 1 | 0 |  | 30 | 0 | 1 | 1 | 0 |  | 30
1217 | 1218 | 0 | 1 | 1 | 7 |  | 33 | -1.3 | 1 | 1 | 5 |  | 35
1218 | 1219 | 0 | 1 | 1 | 0 |  | 30 | 0 | 1 | 1 | 0 |  | 30
1219 | 1220 | 0 | 1 | 1 | 7 |  | 33 | -1.3 | 1 | 1 | 5 |  | 35
1220 | 1221 | 0 | 1 | 1 | 0 |  | 30 | 0 | 1 | 1 | 0 |  | 30
1221 | 1222 | 0 | 1 | 1 | 7 |  | 33 | -1.3 | 1 | 1 | 5 |  | 35
1222 | 1223 | 0 | 1 | 1 | 0 |  | 30 | 0 | 1 | 1 | 0 |  | 30
1223 | 1224 | 0 | 1 | 1 | 7 |  | 33 | -1.3 | 1 | 1 | 5 |  | 35
1224 | 1225 | 0 | 1 | 1 | 0 |  | 30 | 0 | 1 | 1 | 0 |  | 30
1225 | 1226 | 0 | 1 | 1 | 7 |  | 33 | -1.3 | 1 | 1 | 5 |  | 35
1226 | 1227 | 0 | 1 | 1 | 0 |  | 30 | 0 | 1 | 1 | 0 |  | 30
1227 | 1228 | 0 | 1 | 1 | 7 |  | 33 | -1.3 | 1 | 1 | 5 |  | 35
1228 | 1229 | 0 | 1 | 1 | 0 |  | 30 | 0 | 1 | 1 | 0 |  | 30
1229 | 1230 | 0 | 1 | 1 | 7 |  | 33 | -1.3 | 1 | 1 | 5 |  | 35
1230 | 1231 | 0 | 1 | 1 | 0 |  | 30 | 0 | 1 | 1 | 0 |  | 30
1231 | 1232 | 0 | 1 | 1 | 7 |  | 33 | -1.3 | 1 | 1 | 5 |  | 35
1232 | 1233 | 0 | 1 | 1 | 0 |  | 30 | 0 | 1 | 1 | 0 |  | 30
1233 | 1234 | 0 | 1 | 1 | 7 |  | 33 | -1.3 | 1 | 1 | 5 |  | 35
1234 | 1235 | 0 | 1 | 1 | 0 |  | 30 | 0 | 1 | 1 | 0 |  | 30
1235 | 1236 | 0 | 1 | 1 | 7 |  | 33 | -1.3 | 1 | 1 | 5 |  | 35
1236 | 1237 | 0 | 1 | 1 | 0 |  | 30 | 0 | 1 | 1 | 0 |  | 30
1237 | 1238 | 0 | 1 | 1 | 7 |  | 33 | -1.3 | 1 | 1 | 5 |  | 35
1238 | 1239 | 0 | 1 | 1 | 0 |  | 30 | 0 | 1 | 1 | 0 |  | 30
1239 | 1240 | 0 | 1 | 1 | 7 |  | 33 | -1.3 | 1 | 1 | 5 |  | 35
1240 | 1241 | 0 | 1 | 1 | 0 |  | 30 | 0 | 1 | 1 | 0 |  | 30
1241 | 1242 | 0 | 1 | 1 | 7 |  | 33 | -1.3 | 1 | 1 | 5 |  | 35
1242 | 1243 | 0 | 1 | 1 | 0 |  | 30 | 0 | 1 | 1 | 0 |  | 30
1243 | 1244 | 0 | 1 | 1 | 7 |  | 33 | -1.3 | 1 | 1 | 5 |  | 35
1244 | 1245 | 0 | 1 | 1 | 0 |  | 30 | 0 | 1 | 1 | 0 |  | 30
1245 | 1246 | 0 | 1 | 1 | 7 |  | 33 | -1.3 | 1 | 1 | 5 |  | 35
1246 | 1247 | 0 | 1 | 1 | 0 |  | 30 | 0 | 1 | 1 | 0 |  | 30
1247 | 1248 | 0 | 1 | 1 | 7 |  | 33 | -1.3 | 1 | 1 | 5 |  | 35
1248 | 1249 | 0 | 1 | 1 | 0 |  | 30 | 0 | 1 | 1 | 0 |  | 30
1249 | 1250 | 0 | 1 | 1 | 7 |  | 33 | -1.3 | 1 | 1 | 5 |  | 35
1250 | 1251 | 0 | 1 | 1 | 0 |  | 30 | 0 | 1 | 1 | 0 |  | 30
1251 | 1252 | 0 | 1 | 1 | 7 |  | 33 | -1.3 | 1 | 1 | 5 |  | 35
1252 | 1253 | 0 | 1 | 1 | 0 |  | 30 | 0 | 1 | 1 | 0 |  | 30
1253 | 1254 | 0 | 1 | 1 | 7 |  | 33 | -1.3 | 1 | 1 | 5 |  | 35
1254 | 1255 | 0 | 1 | 1 | 0 |  | 30 | 0 | 1 | 1 | 0 |  | 30
1255 | 1256 | 0 | 1 | 1 | 7 |  | 33 | -1.3 | 1 | 1 | 5 |  | 35
1256 | 1257 | 0 | 1 | 1 | 0 |  | 30 | 0 | 1 | 1 | 0 |  | 30
1257 | 1258 | 0 | 1 | 1 | 7 |  | 33 | -1.3 | 1 | 1 | 5 |  | 35
1258 | 1259 | 0 | 1 | 1 | 0 |  | 30 | 0 | 1 | 1 | 0 |  | 30
1259 | 1260 | 0 | 1 | 1 | 7 |  | 33 | -1.3 | 1 | 1 | 5 |  | 35
1260 | 1261 | 0 | 1 | 1 | 0 |  | 30 | 0 | 1 | 1 | 0 |  | 30
1261 | 1262 | 0 | 1 | 1 | 7 |  | 33 | -1.3 | 1 | 1 | 5 |  | 35
1262 | 1263 | 0 | 1 | 1 | 0 |  | 30 | 0 | 1 | 1 | 0 |  | 30
1263 | 1264 | 0 | 1 | 1 | 7 |  | 33 | -1.3 | 1 | 1 | 5 |  | 35
1264 | 1265 | 0 | 1 | 1 | 0 |  | 30 | 0 | 1 | 1 | 0 |  | 30
1265 | 1266 | 0 | 1 | 1 | 7 |  | 33 | -1.3 | 1 | 1 | 5 |  | 35
1266 | 1267 | 0 | 1 | 1 | 0 |  | 30 | 0 | 1 | 1 | 0 |  | 30
1267 | 1268 | 0 | 1 | 1 | 7 |  | 33 | -1.3 | 1 | 1 | 5 |  | 35
1268 | 1269 | 0 | 1 | 1 | 0 |  | 30 | 0 | 1 | 1 | 0 |  | 30
1269 | 1270 | 0 | 1 | 1 | 7 |  | 33 | -1.3 | 1 | 1 | 5 |  | 35
1270 | 1271 | 0 | 1 | 1 | 0 |  | 30 | 0 | 1 | 1 | 0 |  | 30
1271 | 1272 | 0 | 1 | 1 | 7 |  | 33 | -1.3 | 1 | 1 | 5 |  | 35
1272 | 1273 | 0 | 1 | 1 | 0 |  | 30 | 0 | 1 | 1 | 0 |  | 30
1273 | 1274 | 0 | 1 | 1 | 7 |  | 33 | -1.3 | 1 | 1 | 5 |  | 35
1274 | 1275 | 0 | 1 | 1 | 0 |  | 30 | 0 | 1 | 1 | 0 |  | 30
1275 | 1276 | 0 | 1 | 1 | 7 |  | 33 | -1.3 | 1 | 1 | 5 |  | 35
1276 | 1277 | 0 | 1 | 1 | 0 |  | 30 | 0 | 1 | 1 | 0 |  | 30
1277 | 1278 | 0 | 1 | 1 | 7 |  | 33 | -1.3 | 1 | 1 | 5 |  | 35
1278 | 1279 | 0 | 1 | 1 | 0 |  | 30 | 0 | 1 | 1 | 0 |  | 30
1279 | 1280 | 0 | 1 | 1 | 7 |  | 33 | -1.3 | 1 | 1 | 5 |  | 35
1280 | 1281 | 0 | 1 | 1 | 0 |  | 30 | 0 | 1 | 1 | 0 |  | 30
1281 | 1282 | 0 | 1 | 1 | 7 |  | 33 | -1.3 | 1 | 1 | 5 |  | 35
1282 | 1283 | 0 | 1 | 1 | 0 |  | 30 | 0 | 1 | 1 | 0 |  | 30
1283 | 1284 | 0 | 1 | 1 | 7 |  | 33 | -1.3 | 1 | 1 | 5 |  | 35
1284 | 1285 | 0 | 1 | 1 | 0 |  | 30 | 0 | 1 | 1 | 0 |  | 30
1285 | 1286 | 0 | 1 | 1 | 7 |  | 33 | -1.3 | 1 | 1 | 5 |  | 35
1286 | 1287 | 0 | 1 | 1 | 0 |  | 30 | 0 | 1 | 1 | 0 |  | 30
1287 | 1288 | 0 | 1 | 1 | 7 |  | 33 | -1.3 | 1 | 1 | 5 |  | 35
1288 | 1289 | 0 | 1 | 1 | 0 |  | 30 | 0 | 1 | 1 | 0 |  | 30
1289 | 1290 | 0 | 1 | 1 | 7 |  | 33 | -1.3 | 1 | 1 | 5 |  | 35
1290 | 1291 | 0 | 1 | 1 | 0 |  | 30 | 0 | 1 | 1 | 0 |  | 30
1291 | 1292 | 0 | 1 | 1 | 7 |  | 33 | -1.3 | 1 | 1 | 5 |  | 35
1292 | 1293 | 0 | 1 | 1 | 0 |  | 30 | 0 | 1 | 1 | 0 |  | 30
1293 | 1294 | 0 | 1 | 1 | 7 |  | 33 | -1.3 | 1 | 1 | 5 |  | 35
1294 | 1295 | 0 | 1 | 1 | 0 |  | 30 | 0 | 1 | 1 | 0 |  | 30
1295 | 1296 | 0 | 1 | 1 | 7 |  | 33 | -1.3 | 1 | 1 | 5 |  | 35
1296 | 1297 | 0 | 1 | 1 | 0 |  | 30 | 0 | 1 | 1 | 0 |  | 30
1297 | 1298 | 0 | 1 | 1 | 7 |  | 33 | -1.3 | 1 | 1 | 5 |  | 35
1298 | 1299 | 0 | 1 | 1 | 0 |  | 30 | 0 | 1 | 1 | 0 |  | 30
1299 | 1300 | 0 | 1 | 1 | 7 |  | 33 | -1.3 | 1 | 1 | 5 |  | 35
1300 | 1301 | 0 | 1 | 1 | 0 |  | 30 | 0 | 1 | 1 | 0 |  | 30
1301 | 1302 | 0 | 1 | 1 | 7 |  | 33 | -1.3 | 1 | 1 | 5 |  | 35
1302 | 1303 | 0 | 1 | 1 | 0 |  | 30 | 0 | 1 | 1 | 0 |  | 30
1303 | 1304 | 0 | 1 | 1 | 7 |  | 33 | -1.3 | 1 | 1 | 5 |  | 35
1304 | 1305 | 0 | 1 | 1 | 0 |  | 30 | 0 | 1 | 1 | 0 |  | 30
1305 | 1306 | 0 | 1 | 1 | 7 |  | 33 | -1.3 | 1 | 1 | 5 |  | 35
1306 | 1307 | 0 | 1 | 1 | 0 |  | 30 | 0 | 1 | 1 | 0 |  | 30
1307 | 1308 | 0 | 1 | 1 | 7 |  | 33 | -1.3 | 1 | 1 | 5 |  | 35
1308 | 1309 | 0 | 1 | 1 | 0 |  | 30 | 0 | 1 | 1 | 0 |  | 30
1309 | 1310 | 22.2444 | 1 | 1 | 5 |  | 5 | 17.5609 | 1 | 1 | 5 |  | 0
1310 | 1311 | 0.094871 | 1 | 1 | 5 |  | 1 | 0 | 1 | 1 | 0 |  | 30
1311 | 1312 | 22.2444 | 1 | 1 | 5 |  | 6 | 17.5609 | 1 | 1 | 5 |  | 1
1312 | 1313 | 0.094871 | 1 | 1 | 5 |  | 1 | 0 | 1 | 1 | 0 |  | 30
1313 | 1314 | 22.101 | 1 | 1 | 5 |  | 40 | 20.0169 | 1 | 1 | 5 |  | 0
1314 | 1315 | 0.40708 | 1 | 1 | 5 |  | 1 | 0 | 1 | 1 | 0 |  | 30
1315 | 1316 | 22.101 | 1 | 1 | 5 |  | 45 | 20.0169 | 1 | 1 | 5 |  | 1
1316 | 1317 | 0.40708 | 1 | 1 | 5 |  | 1 | 0 | 1 | 1 | 0 |  | 30
1317 | 1318 | 22.2056 | 1 | 1 | 5 |  | 6 | 20.2451 | 1 | 1 | 5 |  | 0
1318 | 1319 | 0.27917 | 1 | 1 | 5 |  | 1 | 0 | 1 | 1 | 0 |  | 30
1319 | 1320 | 22.2056 | 1 | 1 | 5 |  | 7 | 20.2451 | 1 | 1 | 5 |  | 1
1320 | 1321 | 0.27917 | 1 | 1 | 5 |  | 1 | 0 | 1 | 1 | 0 |  | 30
1321 | 1322 | 22.5049 | 1 | 1 | 5 |  | 30 | 21.1878 | 1 | 1 | 5 |  | 0
1322 | 1323 | 0.066112 | 1 | 1 | 5 |  | 1 | 0 | 1 | 1 | 0 |  | 30
1323 | 1324 | 22.5018 | 1 | 1 | 5 |  | 30 | 21.1878 | 1 | 1 | 5 |  | 1
1324 | 1325 | 0.066112 | 1 | 1 | 5 |  | 1 | 0 | 1 | 1 | 0 |  | 30
1325 | 1326 | 22.4946 | 1 | 1 | 5 |  | 30 | 21.2461 | 1 | 1 | 5 |  | 0
1326 | 1327 | 0.05361 | 1 | 1 | 5 |  | 1 | 0 | 1 | 1 | 0 |  | 30
1327 | 1328 | 22.4915 | 1 | 1 | 5 |  | 30 | 21.2461 | 1 | 1 | 5 |  | 1
1328 | 1329 | 0.05361 | 1 | 1 | 5 |  | 1 | 0 | 1 | 1 | 0 |  | 30
1329 | 1330 | 22.3232 | 1 | 1 | 5 |  | 30 | 20.9537 | 1 | 1 | 5 |  | 0
1330 | 1331 | 0.071071 | 1 | 1 | 5 |  | 1 | 0 | 1 | 1 | 0 |  | 30
1331 | 1332 | 22.3215 | 1 | 1 | 5 |  | 30 | 20.9537 | 1 | 1 | 5 |  | 1
1332 | 1333 | 0.071071 | 1 | 1 | 5 |  | 1 | 0 | 1 | 1 | 0 |  | 30
1333 | 1334 | 22.6376 | 1 | 1 | 6 |  | 37 | 21.372 | 1 | 1 | 5 |  | 0
1334 | 1335 | 0.068927 | 1 | 1 | 5 |  | 1 | 0 | 1 | 1 | 0 |  | 30
1335 | 1336 | 22.6376 | 1 | 1 | 6 |  | 45 | 21.372 | 1 | 1 | 5 |  | 1
1336 | 1337 | 0.068927 | 1 | 1 | 5 |  | 1 | 0 | 1 | 1 | 0 |  | 30
1337 | 1338 | 22.2201 | 1 | 1 | 5 |  | 6 | 17.3251 | 1 | 1 | 5 |  | 0
1338 | 1339 | 0.29165 | 1 | 1 | 5 |  | 1 | 0 | 1 | 1 | 0 |  | 30
1339 | 1340 | 22.2201 | 1 | 1 | 5 |  | 7 | 17.3251 | 1 | 1 | 5 |  | 1
1340 | 1341 | 0.29165 | 1 | 1 | 5 |  | 1 | 0 | 1 | 1 | 0 |  | 30
1341 | 1342 | 22.5548 | 1 | 1 | 6 |  | 37 | 21.2259 | 1 | 1 | 5 |  | 0
1342 | 1343 | 0.072756 | 1 | 1 | 5 |  | 1 | 0 | 1 | 1 | 0 |  | 30
1343 | 1344 | 22.5548 | 1 | 1 | 6 |  | 45 | 21.2259 | 1 | 1 | 5 |  | 1
1344 | 1345 | 0.072756 | 1 | 1 | 5 |  | 1 | 0 | 1 | 1 | 0 |  | 30
1345 | 1346 | 22.0278 | 1 | 1 | 5 |  | 3 | 20.144 | 1 | 1 | 5 |  | 0
1346 | 1347 | 0.023895 | 1 | 1 | 5 |  | 1 | 0 | 1 | 1 | 0 |  | 30
1347 | 1348 | 22.0278 | 1 | 1 | 5 |  | 5 | 20.144 | 1 | 1 | 5 |  | 1
1348 | 1349 | 0.023895 | 1 | 1 | 5 |  | 1 | 0 | 1 | 1 | 0 |  | 30
1349 | 1350 | 22.2647 | 1 | 1 | 5 |  | 5 | 14.1755 | 1 | 1 | 5 |  | 0
1350 | 1351 | 0.25413 | 1 | 1 | 5 |  | 1 | 0 | 1 | 1 | 0 |  | 30
1351 | 1352 | 22.2647 | 1 | 1 | 5 |  | 6 | 14.1755 | 1 | 1 | 5 |  | 1
1352 | 1353 | 0.25413 | 1 | 1 | 5 |  | 1 | 0 | 1 | 1 | 0 |  | 30
1353 | 1354 | 22.7277 | 1 | 1 | 6 |  | 52 | 13.888 | 1 | 1 | 5 |  | 0
1354 | 1355 | 0.50915 | 1 | 1 | 5 |  | 1 | 0 | 1 | 1 | 0 |  | 30
1355 | 1356 | 22.7277 | 1 | 1 | 7 |  | 0 | 13.888 | 1 | 1 | 5 |  | 1
1356 | 1357 | 0.24914 | 1 | 1 | 5 |  | 6 | 0 | 1 | 1 | 0 |  | 30
1357 | 1358 | 22.5378 | 1 | 1 | 6 |  | 37 | 17.4161 | 1 | 1 | 5 |  | 0
1358 | 1359 | 0.31983 | 1 | 1 | 5 |  | 1 | 0 | 1 | 1 | 0 |  | 30
1359 | 1360 | 22.5378 | 1 | 1 | 6 |  | 45 | 17.4161 | 1 | 1 | 5 |  | 1
1360 | 1361 | 0.1565 | 1 | 1 | 5 |  | 11 | 0 | 1 | 1 | 0 |  | 30
1361 | 1362 | 22.5334 | 1 | 1 | 18 |  | 30 | 21.2201 | 1 | 1 | 5 |  | 0
1362 | 1363 | 0.12526 | 1 | 1 | 5 |  | 1 | 0 | 1 | 1 | 0 |  | 30
1363 | 1364 | 22.5289 | 1 | 1 | 18 |  | 45 | 21.2201 | 1 | 1 | 5 |  | 1
1364 | 1365 | 0.061291 | 1 | 1 | 5 |  | 1 | 0 | 1 | 1 | 0 |  | 30
1365 | 1366 | 22.3534 | 1 | 1 | 5 |  | 40 | 20.5746 | 1 | 1 | 5 |  | 0
1366 | 1367 | 0.56303 | 1 | 1 | 5 |  | 1 | 0 | 1 | 1 | 0 |  | 30
1367 | 1368 | 22.3534 | 1 | 1 | 5 |  | 45 | 20.5746 | 1 | 1 | 5 |  | 1
1368 | 1369 | 0.2755 | 1 | 1 | 5 |  | 1 | 0 | 1 | 1 | 0 |  | 30
1369 | 1370 | 22.328 | 1 | 1 | 6 |  | 30 | 20.5304 | 1 | 1 | 5 |  | 0
1370 | 1371 | 0.30407 | 1 | 1 | 5 |  | 1 | 0 | 1 | 1 | 0 |  | 30
1371 | 1372 | 22.3268 | 1 | 1 | 7 |  | 0 | 20.5304 | 1 | 1 | 5 |  | 1
1372 | 1373 | 0.14879 | 1 | 1 | 11 |  | 7 | 0 | 1 | 1 | 0 |  | 30
1373 | 1374 | 22.3708 | 1 | 1 | 6 |  | 52 | 19.2985 | 1 | 1 | 5 |  | 0
1374 | 1375 | 0.4941 | 1 | 1 | 5 |  | 1 | 0 | 1 | 1 | 0 |  | 30
1375 | 1376 | 22.3708 | 1 | 1 | 7 |  | 0 | 19.2985 | 1 | 1 | 5 |  | 1
1376 | 1377 | 0.24177 | 1 | 1 | 5 |  | 45 | 0 | 1 | 1 | 0 |  | 30
1377 | 1378 | 23.8418 | 1 | 1 | 7 |  | 4 | 21.5372 | 1 | 1 | 17 |  | 42
1378 | 1379 | 0.08803 | 1 | 1 | 7 |  | 4 | 0 | 1 | 1 | 0 |  | 30
1379 | 1380 | 23.8418 | 1 | 1 | 7 |  | 6 | 21.5372 | 1 | 1 | 17 |  | 48
1380 | 1381 | 0.066193 | 1 | 1 | 7 |  | 18 | 0 | 1 | 1 | 0 |  | 30
1381 | 1382 | 22.5322 | 1 | 1 | 18 |  | 30 | 21.2475 | 1 | 1 | 5 |  | 0
1382 | 1383 | 0.10078 | 1 | 1 | 5 |  | 1 | 0 | 1 | 1 | 0 |  | 30
1383 | 1384 | 22.513 | 1 | 1 | 18 |  | 45 | 21.2475 | 1 | 1 | 5 |  | 1
1384 | 1385 | 0.049315 | 1 | 1 | 5 |  | 1 | 0 | 1 | 1 | 0 |  | 30
1385 | 1386 | 22.4138 | 1 | 1 | 18 |  | 30 | 21.4082 | 1 | 1 | 5 |  | 0
1386 | 1387 | 0.034841 | 1 | 1 | 5 |  | 1 | 0 | 1 | 1 | 0 |  | 30
1387 | 1388 | 22.392 | 1 | 1 | 18 |  | 45 | 21.4082 | 1 | 1 | 5 |  | 1
1388 | 1389 | 0.017049 | 1 | 1 | 5 |  | 2 | 0 | 1 | 1 | 0 |  | 30
1389 | 1390 | 22.3435 | 1 | 1 | 6 |  | 45 | 19.5104 | 1 | 1 | 5 |  | 0
1390 | 1391 | 0.42053 | 1 | 1 | 5 |  | 1 | 0 | 1 | 1 | 0 |  | 30
1391 | 1392 | 22.3435 | 1 | 1 | 6 |  | 52 | 19.5104 | 1 | 1 | 5 |  | 1
1392 | 1393 | 0.20578 | 1 | 1 | 5 |  | 27 | 0 | 1 | 1 | 0 |  | 30
1393 | 1394 | 22.5464 | 1 | 1 | 18 |  | 30 | 21.2227 | 1 | 1 | 5 |  | 0
1394 | 1395 | 0.13677 | 1 | 1 | 5 |  | 1 | 0 | 1 | 1 | 0 |  | 30
1395 | 1396 | 22.544 | 1 | 1 | 18 |  | 45 | 21.2227 | 1 | 1 | 5 |  | 1
1396 | 1397 | 0.066927 | 1 | 1 | 5 |  | 5 | 0 | 1 | 1 | 0 |  | 30
1397 | 1398 | 22.345 | 1 | 1 | 6 |  | 30 | 19.1898 | 1 | 1 | 5 |  | 0
1398 | 1399 | 0.29809 | 1 | 1 | 5 |  | 1 | 0 | 1 | 1 | 0 |  | 30
1399 | 1400 | 22.3448 | 1 | 1 | 7 |  | 0 | 19.1898 | 1 | 1 | 5 |  | 1
1400 | 1401 | 0.14586 | 1 | 1 | 5 |  | 1 | 0 | 1 | 1 | 0 |  | 30
1401 | 1402 | 22.3524 | 1 | 1 | 6 |  | 22 | 18.4872 | 1 | 1 | 5 |  | 0
1402 | 1403 | 0.39532 | 1 | 1 | 5 |  | 1 | 0 | 1 | 1 | 0 |  | 30
1403 | 1404 | 22.3524 | 1 | 1 | 6 |  | 30 | 18.4872 | 1 | 1 | 5 |  | 1
1404 | 1405 | 0.19344 | 1 | 1 | 5 |  | 1 | 0 | 1 | 1 | 0 |  | 30
1405 | 1406 | 21.6135 | 1 | 1 | 5 |  | 3 | 13.7862 | 1 | 1 | 5 |  | 0
1406 | 1407 | 1.3193 | 1 | 1 | 5 |  | 1 | 0 | 1 | 1 | 0 |  | 30
1407 | 1408 | 21.6135 | 1 | 1 | 5 |  | 5 | 13.7862 | 1 | 1 | 5 |  | 1
1408 | 1409 | 0.64982 | 1 | 1 | 5 |  | 11 | 0 | 1 | 1 | 0 |  | 30
1409 | 1410 | 21.2928 | 1 | 1 | 5 |  | 7 | 17.0983 | 1 | 1 | 5 |  | 0
1410 | 1411 | 0.94688 | 1 | 1 | 5 |  | 1 | 0 | 1 | 1 | 0 |  | 30
1411 | 1412 | 21.2928 | 1 | 1 | 5 |  | 8 | 17.0983 | 1 | 1 | 5 |  | 1
1412 | 1413 | 0.46637 | 1 | 1 | 5 |  | 45 | 0 | 1 | 1 | 0 |  | 30
1413 | 1414 | 21.7148 | 1 | 1 | 5 |  | 3 | 20.8779 | 1 | 1 | 6 |  | 22
1414 | 1415 | 0.27622 | 1 | 1 | 5 |  | 1 | 0 | 1 | 1 | 0 |  | 30
1415 | 1416 | 21.7148 | 1 | 1 | 5 |  | 5 | 20.8779 | 1 | 1 | 6 |  | 30
1416 | 1417 | 0.13605 | 1 | 1 | 5 |  | 2 | 0 | 1 | 1 | 0 |  | 30
1417 | 1418 | 21.7718 | 1 | 1 | 5 |  | 22 | 20.2986 | 1 | 1 | 5 |  | 0
1418 | 1419 | 0.98094 | 1 | 1 | 5 |  | 1 | 0 | 1 | 1 | 0 |  | 30
1419 | 1420 | 21.7718 | 1 | 1 | 5 |  | 23 | 20.2986 | 1 | 1 | 5 |  | 1
1420 | 1421 | 0.48314 | 1 | 1 | 5 |  | 3 | 0 | 1 | 1 | 0 |  | 30
1421 | 1422 | 21.7134 | 1 | 1 | 5 |  | 3 | 20.1332 | 1 | 1 | 5 |  | 0
1422 | 1423 | 0.69522 | 1 | 1 | 5 |  | 1 | 0 | 1 | 1 | 0 |  | 30
1423 | 1424 | 21.7134 | 1 | 1 | 5 |  | 5 | 20.1332 | 1 | 1 | 5 |  | 1
1424 | 1425 | 0.34242 | 1 | 1 | 5 |  | 1 | 0 | 1 | 1 | 0 |  | 30
1425 | 1426 | 21.5464 | 1 | 1 | 5 |  | 30 | 17.6147 | 1 | 1 | 5 |  | 0
1426 | 1427 | 2.3125 | 1 | 1 | 5 |  | 1 | 0 | 1 | 1 | 0 |  | 30
1427 | 1428 | 21.5464 | 1 | 1 | 5 |  | 30 | 17.6147 | 1 | 1 | 5 |  | 1
1428 | 1429 | 1.139 | 1 | 1 | 6 |  | 45 | 0 | 1 | 1 | 0 |  | 30
1429 | 1430 | 21.6126 | 1 | 1 | 5 |  | 3 | 18.8243 | 1 | 1 | 5 |  | 0
1430 | 1431 | 1.3212 | 1 | 1 | 5 |  | 1 | 0 | 1 | 1 | 0 |  | 30
1431 | 1432 | 21.6126 | 1 | 1 | 5 |  | 5 | 18.8243 | 1 | 1 | 5 |  | 1
1432 | 1433 | 0.65072 | 1 | 1 | 5 |  | 1 | 0 | 1 | 1 | 0 |  | 30
1433 | 1434 | 22.7008 | 1 | 1 | 8 |  | 12 | 20.9876 | 1 | 1 | 6 |  | 7
1434 | 1435 | 0.11574 | 1 | 1 | 5 |  | 1 | 0 | 1 | 1 | 0 |  | 30
1435 | 1436 | 22.7008 | 1 | 1 | 8 |  | 18 | 20.9876 | 1 | 1 | 6 |  | 15
1436 | 1437 | 0.089886 | 1 | 1 | 5 |  | 1 | 0 | 1 | 1 | 0 |  | 30
1437 | 1438 | 21.7585 | 1 | 1 | 5 |  | 8 | 20.8577 | 1 | 1 | 5 |  | 0
1438 | 1439 | 0.18794 | 1 | 1 | 5 |  | 1 | 0 | 1 | 1 | 0 |  | 30
1439 | 1440 | 21.7585 | 1 | 1 | 5 |  | 10 | 20.8577 | 1 | 1 | 5 |  | 1
1440 | 1441 | 0.092566 | 1 | 1 | 5 |  | 1 | 0 | 1 | 1 | 0 |  | 30
1441 | 1442 | 21.5306 | 1 | 1 | 5 |  | 6 | 18.25 | 1 | 1 | 5 |  | 0
1442 | 1443 | 0.55944 | 1 | 1 | 5 |  | 1 | 0 | 1 | 1 | 0 |  | 30
1443 | 1444 | 21.5306 | 1 | 1 | 5 |  | 7 | 18.25 | 1 | 1 | 5 |  | 1
1444 | 1445 | 0.27554 | 1 | 1 | 5 |  | 13 | 0 | 1 | 1 | 0 |  | 30
1445 | 1446 | 22.5367 | 1 | 1 | 19 |  | 30 | 20.4627 | 1 | 1 | 5 |  | 0
1446 | 1447 | 0.24019 | 1 | 1 | 5 |  | 1 | 0 | 1 | 1 | 0 |  | 30
1447 | 1448 | 22.4949 | 1 | 1 | 19 |  | 30 | 20.4627 | 1 | 1 | 5 |  | 1
1448 | 1449 | 0.1183 | 1 | 1 | 5 |  | 1 | 0 | 1 | 1 | 0 |  | 30
1449 | 1450 | 21.5449 | 1 | 1 | 5 |  | 5 | 18.2662 | 1 | 1 | 5 |  | 0
1450 | 1451 | 0.60165 | 1 | 1 | 5 |  | 1 | 0 | 1 | 1 | 0 |  | 30
1451 | 1452 | 21.5449 | 1 | 1 | 5 |  | 6 | 18.2662 | 1 | 1 | 5 |  | 1
1452 | 1453 | 0.29633 | 1 | 1 | 5 |  | 3 | 0 | 1 | 1 | 0 |  | 30
1453 | 1454 | 21.6803 | 1 | 1 | 5 |  | 28 | 20.8178 | 1 | 1 | 6 |  | 15
1454 | 1455 | 0.088609 | 1 | 1 | 5 |  | 1 | 0 | 1 | 1 | 0 |  | 30
1455 | 1456 | 21.6803 | 1 | 1 | 5 |  | 30 | 20.8178 | 1 | 1 | 6 |  | 22
1456 | 1457 | 0.043643 | 1 | 1 | 5 |  | 1 | 0 | 1 | 1 | 0 |  | 30
1457 | 1458 | 21.7776 | 1 | 1 | 5 |  | 3 | 19.2676 | 1 | 1 | 5 |  | 0
1458 | 1459 | 1.2452 | 1 | 1 | 5 |  | 1 | 0 | 1 | 1 | 0 |  | 30
1459 | 1460 | 21.7776 | 1 | 1 | 5 |  | 5 | 19.2676 | 1 | 1 | 5 |  | 1
1460 | 1461 | 0.61329 | 1 | 1 | 5 |  | 1 | 0 | 1 | 1 | 0 |  | 30
1461 | 1462 | 23.0924 | 1 | 1 | 19 |  | 59 | 20.9151 | 1 | 1 | 6 |  | 15
1462 | 1463 | 0.29697 | 1 | 1 | 5 |  | 1 | 0 | 1 | 1 | 0 |  | 30
1463 | 1464 | 23.062 | 1 | 1 | 19 |  | 59 | 20.9151 | 1 | 1 | 6 |  | 22
1464 | 1465 | 0.1907 | 1 | 1 | 6 |  | 15 | 0 | 1 | 1 | 0 |  | 30
1465 | 1466 | 21.5225 | 1 | 1 | 5 |  | 3 | 18.2683 | 1 | 1 | 5 |  | 0
1466 | 1467 | 0.60129 | 1 | 1 | 5 |  | 1 | 0 | 1 | 1 | 0 |  | 30
1467 | 1468 | 21.5225 | 1 | 1 | 5 |  | 5 | 18.2683 | 1 | 1 | 5 |  | 1
1468 | 1469 | 0.29616 | 1 | 1 | 5 |  | 15 | 0 | 1 | 1 | 0 |  | 30
1469 | 1470 | 21.7687 | 1 | 1 | 5 |  | 10 | 20.8345 | 1 | 1 | 5 |  | 0
1470 | 1471 | 0.24323 | 1 | 1 | 5 |  | 1 | 0 | 1 | 1 | 0 |  | 30
1471 | 1472 | 21.7687 | 1 | 1 | 5 |  | 11 | 20.8345 | 1 | 1 | 5 |  | 1
1472 | 1473 | 0.1198 | 1 | 1 | 5 |  | 5 | 0 | 1 | 1 | 0 |  | 30
1473 | 1474 | 21.5978 | 1 | 1 | 5 |  | 7 | 19.0637 | 1 | 1 | 5 |  | 0
1474 | 1475 | 0.87839 | 1 | 1 | 5 |  | 1 | 0 | 1 | 1 | 0 |  | 30
1475 | 1476 | 21.5978 | 1 | 1 | 5 |  | 8 | 19.0637 | 1 | 1 | 5 |  | 1
1476 | 1477 | 0.43263 | 1 | 1 | 7 |  | 10 | 0 | 1 | 1 | 0 |  | 30
1477 | 1478 | 21.2952 | 1 | 1 | 5 |  | 11 | 17.2992 | 1 | 1 | 5 |  | 0
1478 | 1479 | 0.42821 | 1 | 1 | 5 |  | 1 | 0 | 1 | 1 | 0 |  | 30
1479 | 1480 | 21.2952 | 1 | 1 | 5 |  | 12 | 17.2992 | 1 | 1 | 5 |  | 1
1480 | 1481 | 0.21091 | 1 | 1 | 5 |  | 5 | 0 | 1 | 1 | 0 |  | 30
1481 | 1482 | 21.5391 | 1 | 1 | 5 |  | 6 | 17.972 | 1 | 1 | 5 |  | 0
1482 | 1483 | 0.76871 | 1 | 1 | 5 |  | 1 | 0 | 1 | 1 | 0 |  | 30
1483 | 1484 | 21.5391 | 1 | 1 | 5 |  | 7 | 17.972 | 1 | 1 | 5 |  | 1
1484 | 1485 | 0.37861 | 1 | 1 | 5 |  | 1 | 0 | 1 | 1 | 0 |  | 30
1485 | 1486 | 21.3749 | 1 | 1 | 5 |  | 6 | 15.9951 | 1 | 1 | 5 |  | 0
1486 | 1487 | 1.6428 | 1 | 1 | 5 |  | 1 | 0 | 1 | 1 | 0 |  | 30
1487 | 1488 | 21.3749 | 1 | 1 | 5 |  | 7 | 15.9951 | 1 | 1 | 5 |  | 1
1488 | 1489 | 0.80914 | 1 | 1 | 17 |  | 3 | 0 | 1 | 1 | 0 |  | 30
1489 | 1490 | 21.3704 | 1 | 1 | 5 |  | 7 | 15.6607 | 1 | 1 | 5 |  | 0
1490 | 1491 | 2.334 | 1 | 1 | 5 |  | 1 | 0 | 1 | 1 | 0 |  | 30
1491 | 1492 | 21.3704 | 1 | 1 | 5 |  | 8 | 15.6607 | 1 | 1 | 5 |  | 1
1492 | 1493 | 1.1496 | 1 | 1 | 5 |  | 1 | 0 | 1 | 1 | 0 |  | 30
1493 | 1494 | 21.6304 | 1 | 1 | 5 |  | 3 | 18.411 | 1 | 1 | 5 |  | 0
1494 | 1495 | 1.0769 | 1 | 1 | 5 |  | 1 | 0 | 1 | 1 | 0 |  | 30
1495 | 1496 | 21.6304 | 1 | 1 | 5 |  | 5 | 18.411 | 1 | 1 | 5 |  | 1
1496 | 1497 | 0.5304 | 1 | 1 | 5 |  | 1 | 0 | 1 | 1 | 0 |  | 30
1497 | 1498 | 21.3814 | 1 | 1 | 5 |  | 11 | 15.8024 | 1 | 1 | 5 |  | 0
1498 | 1499 | 3.6096 | 1 | 1 | 5 |  | 1 | 0 | 1 | 1 | 0 |  | 30
1499 | 1500 | 21.3814 | 1 | 1 | 5 |  | 12 | 15.8024 | 1 | 1 | 5 |  | 1
1500 | 1501 | 1.7779 | 1 | 1 | 5 |  | 1 | 0 | 1 | 1 | 0 |  | 30
1501 | 1502 | 20.2576 | 1 | 1 | 19 |  | 5 | 19.2923 | 1 | 1 | 14 |  | 52
1502 | 1503 | 1.3966 | 1 | 1 | 5 |  | 2 | 0 | 1 | 1 | 2 |  | 30
1503 | 1504 | 20.2576 | 1 | 1 | 19 |  | 7 | 19.2923 | 1 | 1 | 15 |  | 0
1504 | 1505 | 1.1278 | 1 | 1 | 5 |  | 1 | 0 | 1 | 1 | 0 |  | 30
1505 | 1506 | 20.2396 | 1 | 1 | 19 |  | 5 | 19.5096 | 1 | 1 | 10 |  | 7
1506 | 1507 | 0.44903 | 1 | 1 | 7 |  | 36 | 0 | 1 | 1 | 0 |  | 30
1507 | 1508 | 20.2396 | 1 | 1 | 19 |  | 7 | 19.5096 | 1 | 1 | 10 |  | 15
1508 | 1509 | 0.39172 | 1 | 1 | 5 |  | 1 | 0 | 1 | 1 | 0 |  | 30
1509 | 1510 | 20.3316 | 1 | 1 | 19 |  | 7 | 19.4363 | 1 | 1 | 12 |  | 30
1510 | 1511 | 0.21779 | 1 | 1 | 5 |  | 3 | 0 | 1 | 1 | 0 |  | 30
1511 | 1512 | 20.3316 | 1 | 1 | 19 |  | 10 | 19.437 | 1 | 1 | 12 |  | 30
1512 | 1513 | 0.17591 | 1 | 1 | 5 |  | 1 | 0 | 1 | 1 | 0 |  | 30
1513 | 1514 | 20.3343 | 1 | 1 | 19 |  | 7 | 19.4221 | 1 | 1 | 13 |  | 30
1514 | 1515 | 0.91491 | 1 | 1 | 5 |  | 7 | 0 | 1 | 1 | 1 |  | 0
1515 | 1516 | 20.3343 | 1 | 1 | 19 |  | 10 | 19.4223 | 1 | 1 | 13 |  | 30
1516 | 1517 | 0.71603 | 1 | 1 | 5 |  | 1 | 0 | 1 | 1 | 0 |  | 30
1517 | 1518 | 20.353 | 1 | 1 | 19 |  | 7 | 19.4527 | 1 | 1 | 12 |  | 22
1518 | 1519 | 0.23382 | 1 | 1 | 5 |  | 2 | 0 | 1 | 1 | 0 |  | 30
1519 | 1520 | 20.353 | 1 | 1 | 19 |  | 10 | 19.4527 | 1 | 1 | 12 |  | 30
1520 | 1521 | 0.17802 | 1 | 1 | 5 |  | 1 | 0 | 1 | 1 | 0 |  | 30
1521 | 1522 | 20.1449 | 1 | 1 | 19 |  | 5 | 19.5789 | 1 | 1 | 11 |  | 15
1522 | 1523 | 0.35522 | 1 | 1 | 7 |  | 2 | 0 | 1 | 1 | 0 |  | 30
1523 | 1524 | 20.1449 | 1 | 1 | 19 |  | 7 | 19.5789 | 1 | 1 | 11 |  | 22
1524 | 1525 | 0.2802 | 1 | 1 | 5 |  | 1 | 0 | 1 | 1 | 0 |  | 30
1525 | 1526 | 20.2355 | 1 | 1 | 19 |  | 5 | 19.3053 | 1 | 1 | 14 |  | 52
1526 | 1527 | 0.8542 | 1 | 1 | 6 |  | 7 | 0 | 1 | 1 | 1 |  | 0
1527 | 1528 | 20.2355 | 1 | 1 | 19 |  | 7 | 19.3053 | 1 | 1 | 15 |  | 0
1528 | 1529 | 0.70115 | 1 | 1 | 5 |  | 1 | 0 | 1 | 1 | 0 |  | 30
1529 | 1530 | 20.0282 | 1 | 1 | 1 |  | 30 | 19.1261 | 1 | 1 | 14 |  | 0
1530 | 1531 | 0.52878 | 1 | 1 | 5 |  | 55 | 0 | 1 | 1 | 1 |  | 0
1531 | 1532 | 20.0282 | 1 | 1 | 2 |  | 0 | 19.1262 | 1 | 1 | 13 |  | 52
1532 | 1533 | 0.43724 | 1 | 1 | 5 |  | 3 | 0 | 1 | 1 | 0 |  | 30
1533 | 1534 | 20.0393 | 1 | 1 | 19 |  | 5 | 19.2911 | 1 | 1 | 13 |  | 52
1534 | 1535 | 0.35563 | 1 | 1 | 5 |  | 2 | 0 | 1 | 1 | 1 |  | 30
1535 | 1536 | 20.0393 | 1 | 1 | 19 |  | 7 | 19.2911 | 1 | 1 | 14 |  | 0
1536 | 1537 | 0.28446 | 1 | 1 | 5 |  | 12 | 0 | 1 | 1 | 0 |  | 30
1537 | 1538 | 20.3748 | 1 | 1 | 19 |  | 30 | 19.6136 | 1 | 1 | 6 |  | 7
1538 | 1539 | 0.44063 | 1 | 1 | 7 |  | 2 | 0 | 1 | 1 | 0 |  | 30
1539 | 1540 | 20.3722 | 1 | 1 | 19 |  | 30 | 19.6136 | 1 | 1 | 6 |  | 15
1540 | 1541 | 0.39763 | 1 | 1 | 5 |  | 1 | 0 | 1 | 1 | 0 |  | 30
1541 | 1542 | 20.3623 | 1 | 1 | 19 |  | 7 | 19.495 | 1 | 1 | 6 |  | 15
1542 | 1543 | 0.35421 | 1 | 1 | 5 |  | 5 | 0 | 1 | 1 | 0 |  | 30
1543 | 1544 | 20.3623 | 1 | 1 | 19 |  | 10 | 19.495 | 1 | 1 | 6 |  | 22
1544 | 1545 | 0.31582 | 1 | 1 | 5 |  | 1 | 0 | 1 | 1 | 0 |  | 30
1545 | 1546 | 21.0987 | 1 | 1 | 17 |  | 0 | 19.7023 | 1 | 1 | 6 |  | 45
1546 | 1547 | 0.080653 | 1 | 1 | 5 |  | 21 | 0 | 1 | 1 | 0 |  | 30
1547 | 1548 | 21.0979 | 1 | 1 | 17 |  | 0 | 19.7023 | 1 | 1 | 6 |  | 52
1548 | 1549 | 0.071901 | 1 | 1 | 5 |  | 1 | 0 | 1 | 1 | 0 |  | 30
1549 | 1550 | 20.1761 | 1 | 1 | 19 |  | 5 | 19.5189 | 1 | 1 | 6 |  | 45
1550 | 1551 | 0.49696 | 1 | 1 | 5 |  | 15 | 0 | 1 | 1 | 0 |  | 30
1551 | 1552 | 20.1761 | 1 | 1 | 19 |  | 7 | 19.5189 | 1 | 1 | 6 |  | 52
1552 | 1553 | 0.4003 | 1 | 1 | 5 |  | 1 | 0 | 1 | 1 | 0 |  | 30
1553 | 1554 | 21.9659 | 1 | 1 | 13 |  | 52 | 19.5427 | 1 | 1 | 5 |  | 50
1554 | 1555 | 0.11985 | 1 | 1 | 5 |  | 1 | 0 | 1 | 1 | 0 |  | 30
1555 | 1556 | 21.9659 | 1 | 1 | 14 |  | 0 | 19.5427 | 1 | 1 | 5 |  | 55
1556 | 1557 | 0.11985 | 1 | 1 | 5 |  | 1 | 0 | 1 | 1 | 0 |  | 30
1557 | 1558 | 20.634 | 1 | 1 | 19 |  | 30 | 19.4847 | 1 | 1 | 6 |  | 7
1558 | 1559 | 0.12997 | 1 | 1 | 5 |  | 6 | 0 | 1 | 1 | 0 |  | 30
1559 | 1560 | 20.6272 | 1 | 1 | 19 |  | 30 | 19.4847 | 1 | 1 | 6 |  | 15
1560 | 1561 | 0.11773 | 1 | 1 | 5 |  | 6 | 0 | 1 | 1 | 0 |  | 30
1561 | 1562 | 20.3583 | 1 | 1 | 19 |  | 7 | 19.4427 | 1 | 1 | 18 |  | 37
1562 | 1563 | 0.21351 | 1 | 1 | 7 |  | 2 | 0 | 1 | 1 | 0 |  | 30
1563 | 1564 | 20.3583 | 1 | 1 | 19 |  | 10 | 19.4427 | 1 | 1 | 18 |  | 45
1564 | 1565 | 0.16476 | 1 | 1 | 5 |  | 1 | 0 | 1 | 1 | 0 |  | 30
1565 | 1566 | 20.5628 | 1 | 1 | 19 |  | 30 | 19.4397 | 1 | 1 | 6 |  | 22
1566 | 1567 | 0.06263 | 1 | 1 | 5 |  | 3 | 0 | 1 | 1 | 0 |  | 30
1567 | 1568 | 20.5608 | 1 | 1 | 19 |  | 30 | 19.4397 | 1 | 1 | 6 |  | 30
1568 | 1569 | 0.051681 | 1 | 1 | 5 |  | 1 | 0 | 1 | 1 | 0 |  | 30
1569 | 1570 | 21.8576 | 1 | 1 | 19 |  | 30 | 19.5595 | 1 | 1 | 6 |  | 30
1570 | 1571 | 0.11305 | 1 | 1 | 6 |  | 15 | 0 | 1 | 1 | 0 |  | 30
1571 | 1572 | 21.819 | 1 | 1 | 19 |  | 30 | 19.5598 | 1 | 1 | 6 |  | 15
1572 | 1573 | 0.10049 | 1 | 1 | 5 |  | 1 | 0 | 1 | 1 | 0 |  | 30
1573 | 1574 | 22.5861 | 1 | 1 | 19 |  | 59 | 19.464 | 1 | 1 | 6 |  | 15
1574 | 1575 | 0.23681 | 1 | 1 | 5 |  | 40 | 0 | 1 | 1 | 0 |  | 30
1575 | 1576 | 22.5457 | 1 | 1 | 19 |  | 59 | 19.464 | 1 | 1 | 6 |  | 22
1576 | 1577 | 0.21494 | 1 | 1 | 5 |  | 1 | 0 | 1 | 1 | 0 |  | 30
1577 | 1578 | 20.6692 | 1 | 1 | 19 |  | 30 | 19.4907 | 1 | 1 | 6 |  | 30
1578 | 1579 | 0.17479 | 1 | 1 | 5 |  | 3 | 0 | 1 | 1 | 0 |  | 30
1579 | 1580 | 20.66 | 1 | 1 | 19 |  | 30 | 19.4913 | 1 | 1 | 6 |  | 22
1580 | 1581 | 0.15226 | 1 | 1 | 5 |  | 1 | 0 | 1 | 1 | 0 |  | 30
1581 | 1582 | 21.5317 | 1 | 1 | 5 |  | 6 | 18.7052 | 1 | 1 | 5 |  | 0
1582 | 1583 | 1.0809 | 1 | 1 | 5 |  | 1 | 0 | 1 | 1 | 0 |  | 30
1583 | 1584 | 21.5317 | 1 | 1 | 5 |  | 7 | 18.7052 | 1 | 1 | 5 |  | 1
1584 | 1585 | 0.53992 | 1 | 1 | 5 |  | 1 | 0 | 1 | 1 | 0 |  | 30
1585 | 1586 | 20.2383 | 1 | 1 | 19 |  | 5 | 19.2312 | 1 | 1 | 15 |  | 30
1586 | 1587 | 0.16446 | 1 | 1 | 5 |  | 6 | 0 | 1 | 1 | 0 |  | 30
1587 | 1588 | 20.2383 | 1 | 1 | 19 |  | 7 | 19.2319 | 1 | 1 | 13 |  | 45
1588 | 1589 | 0.13402 | 1 | 1 | 5 |  | 7 | 0 | 1 | 1 | 0 |  | 30
1589 | 1590 | 20.3173 | 1 | 1 | 19 |  | 7 | 19.4275 | 1 | 1 | 12 |  | 37
1590 | 1591 | 0.31007 | 1 | 1 | 5 |  | 2 | 0 | 1 | 1 | 1 |  | 30
1591 | 1592 | 20.3173 | 1 | 1 | 19 |  | 10 | 19.4275 | 1 | 1 | 12 |  | 45
1592 | 1593 | 0.23457 | 1 | 1 | 5 |  | 2 | 0 | 1 | 1 | 0 |  | 30
1593 | 1594 | 20.2363 | 1 | 1 | 19 |  | 5 | 19.2993 | 1 | 1 | 15 |  | 45
1594 | 1595 | 0.64731 | 1 | 1 | 5 |  | 5 | 0 | 1 | 1 | 0 |  | 30
1595 | 1596 | 20.2363 | 1 | 1 | 19 |  | 7 | 19.2993 | 1 | 1 | 15 |  | 52
1596 | 1597 | 0.50638 | 1 | 1 | 5 |  | 1 | 0 | 1 | 1 | 0 |  | 30
1597 | 1598 | 22.3752 | 1 | 1 | 17 |  | 0 | 19.9995 | 1 | 1 | 4 |  | 0
1598 | 1599 | 0.16496 | 1 | 1 | 6 |  | 45 | 0.10815 | 1 | 1 | 0 |  | 30
1599 | 1600 | 22.3714 | 1 | 1 | 17 |  | 0 | 19.9995 | 1 | 1 | 4 |  | 30
1600 | 1601 | 0.10815 | 1 | 1 | 2 |  | 0 | 0.10815 | 1 | 1 | 1 |  | 0
1601 | 1602 | 23.2703 | 1 | 1 | 17 |  | 0 | 19.9983 | 1 | 1 | 6 |  | 52
1602 | 1603 | 0.025059 | 1 | 1 | 0 |  | 30 | 0.025059 | 1 | 1 | 0 |  | 30
1603 | 1604 | 23.2671 | 1 | 1 | 17 |  | 0 | 19.9983 | 1 | 1 | 7 |  | 0
1604 | 1605 | 0.025059 | 1 | 1 | 0 |  | 30 | 0.025059 | 1 | 1 | 0 |  | 30
1605 | 1606 | 21.3587 | 1 | 1 | 17 |  | 0 | 19.9994 | 1 | 1 | 19 |  | 51
1606 | 1607 | 0.068512 | 1 | 1 | 5 |  | 0 | 0.067804 | 1 | 1 | 0 |  | 30
1607 | 1608 | 21.3558 | 1 | 1 | 17 |  | 0 | 19.9994 | 1 | 1 | 19 |  | 55
1608 | 1609 | 0.067804 | 1 | 1 | 0 |  | 30 | 0.067804 | 1 | 1 | 0 |  | 30
1609 | 1610 | 23.4267 | 1 | 1 | 17 |  | 0 | 19.9992 | 1 | 1 | 5 |  | 0
1610 | 1611 | 0.077882 | 1 | 1 | 6 |  | 15 | 0.077798 | 1 | 1 | 0 |  | 30
1611 | 1612 | 23.4227 | 1 | 1 | 17 |  | 0 | 19.9992 | 1 | 1 | 5 |  | 1
1612 | 1613 | 0.077798 | 1 | 1 | 0 |  | 30 | 0.077798 | 1 | 1 | 0 |  | 30
1613 | 1614 | 22.3402 | 1 | 1 | 17 |  | 0 | 19.999 | 1 | 1 | 1 |  | 30
1614 | 1615 | 0.062061 | 1 | 1 | 5 |  | 2 | 0.061886 | 1 | 1 | 0 |  | 30
1615 | 1616 | 22.3375 | 1 | 1 | 17 |  | 0 | 19.999 | 1 | 1 | 2 |  | 0
1616 | 1617 | 0.061886 | 1 | 1 | 0 |  | 30 | 0.061886 | 1 | 1 | 0 |  | 30
1617 | 1618 | 20.8734 | 1 | 1 | 17 |  | 0 | 19.998 | 1 | 1 | 4 |  | 30
1618 | 1619 | 0.0462 | 1 | 1 | 5 |  | 35 | 0.045455 | 1 | 1 | 0 |  | 30
1619 | 1620 | 20.8713 | 1 | 1 | 17 |  | 0 | 19.998 | 1 | 1 | 5 |  | 0
1620 | 1621 | 0.045455 | 1 | 1 | 0 |  | 30 | 0.045455 | 1 | 1 | 0 |  | 30
1621 | 1622 | 20.203 | 1 | 1 | 17 |  | 0 | 19.9946 | 1 | 1 | 23 |  | 30
1622 | 1623 | 0.013103 | 1 | 1 | 6 |  | 15 | 0.012919 | 1 | 1 | 0 |  | 30
1623 | 1624 | 20.2017 | 1 | 1 | 17 |  | 0 | 19.9946 | 1 | 1 | 24 |  | 0
1624 | 1625 | 0.012919 | 1 | 1 | 0 |  | 30 | 0.012919 | 1 | 1 | 0 |  | 30
1625 | 1626 | 21.1 | 1 | 1 | 17 |  | 0 | 19.9992 | 1 | 1 | 19 |  | 47
1626 | 1627 | 0.043282 | 1 | 1 | 1 |  | 30 | 0.042727 | 1 | 1 | 0 |  | 30
1627 | 1628 | 21.0976 | 1 | 1 | 17 |  | 0 | 19.9992 | 1 | 1 | 19 |  | 51
1628 | 1629 | 0.042727 | 1 | 1 | 0 |  | 30 | 0.042727 | 1 | 1 | 0 |  | 30
1629 | 1630 | 22.1745 | 1 | 1 | 17 |  | 0 | 19.9992 | 1 | 1 | 0 |  | 30
1630 | 1631 | 0.10924 | 1 | 1 | 6 |  | 37 | 0.10815 | 1 | 1 | 0 |  | 30
1631 | 1632 | 22.171 | 1 | 1 | 17 |  | 0 | 19.9992 | 1 | 1 | 1 |  | 0
1632 | 1633 | 0.10815 | 1 | 1 | 0 |  | 30 | 0.10815 | 1 | 1 | 0 |  | 30
1633 | 1634 | 22.0663 | 1 | 1 | 17 |  | 0 | 19.9967 | 1 | 1 | 3 |  | 30
1634 | 1635 | 0.025152 | 1 | 1 | 6 |  | 52 | 0.024927 | 1 | 1 | 0 |  | 30
1635 | 1636 | 22.0639 | 1 | 1 | 17 |  | 0 | 19.9967 | 1 | 1 | 4 |  | 0
1636 | 1637 | 0.024927 | 1 | 1 | 0 |  | 30 | 0.024927 | 1 | 1 | 0 |  | 30
1637 | 1638 | 23.1971 | 1 | 1 | 17 |  | 0 | 20.1557 | 1 | 1 | 7 |  | 0
1638 | 1639 | 0.019434 | 1 | 1 | 0 |  | 30 | 0.019434 | 1 | 1 | 0 |  | 30
1639 | 1640 | 23.1951 | 1 | 1 | 17 |  | 0 | 20.1575 | 1 | 1 | 7 |  | 0
1640 | 1641 | 0.019434 | 1 | 1 | 0 |  | 30 | 0.019434 | 1 | 1 | 0 |  | 30
1641 | 1642 | 22.058 | 1 | 1 | 17 |  | 0 | 19.9971 | 1 | 1 | 2 |  | 30
1642 | 1643 | 0.027862 | 1 | 1 | 20 |  | 11 | 0.027697 | 1 | 1 | 1 |  | 0
1643 | 1644 | 22.0556 | 1 | 1 | 17 |  | 0 | 19.9963 | 1 | 1 | 0 |  | 30
1644 | 1645 | 0.027697 | 1 | 1 | 0 |  | 30 | 0.027697 | 1 | 1 | 0 |  | 30
1645 | 1646 | 23.9468 | 1 | 1 | 17 |  | 0 | 20.6124 | 1 | 1 | 7 |  | 0
1646 | 1647 | 0.031065 | 1 | 1 | 0 |  | 30 | 0.031065 | 1 | 1 | 0 |  | 30
1647 | 1648 | 23.9439 | 1 | 1 | 17 |  | 0 | 20.6153 | 1 | 1 | 7 |  | 0
1648 | 1649 | 0.031065 | 1 | 1 | 0 |  | 30 | 0.031065 | 1 | 1 | 0 |  | 30
1649 | 1650 | 22.1216 | 1 | 1 | 17 |  | 0 | 19.9981 | 1 | 1 | 7 |  | 0
1650 | 1651 | 0.026583 | 1 | 1 | 5 |  | 12 | 0.026378 | 1 | 1 | 0 |  | 30
1651 | 1652 | 22.1189 | 1 | 1 | 17 |  | 0 | 19.9982 | 1 | 1 | 6 |  | 15
1652 | 1653 | 0.026378 | 1 | 1 | 0 |  | 30 | 0.026378 | 1 | 1 | 0 |  | 30
1653 | 1654 | 20.7585 | 1 | 1 | 17 |  | 0 | 19.9958 | 1 | 1 | 4 |  | 30
1654 | 1655 | 0.011716 | 1 | 1 | 6 |  | 22 | 0.011467 | 1 | 1 | 0 |  | 30
1655 | 1656 | 20.7573 | 1 | 1 | 17 |  | 0 | 19.9958 | 1 | 1 | 5 |  | 0
1656 | 1657 | 0.011467 | 1 | 1 | 0 |  | 30 | 0.011467 | 1 | 1 | 0 |  | 30
1657 | 1658 | 21.7423 | 1 | 1 | 17 |  | 0 | 19.9985 | 1 | 1 | 6 |  | 7
1658 | 1659 | 0.035488 | 1 | 1 | 5 |  | 3 | 0.035093 | 1 | 1 | 0 |  | 30
1659 | 1660 | 21.7399 | 1 | 1 | 17 |  | 0 | 19.9985 | 1 | 1 | 6 |  | 15
1660 | 1661 | 0.035093 | 1 | 1 | 0 |  | 30 | 0.035093 | 1 | 1 | 0 |  | 30
1661 | 1662 | 20.8152 | 1 | 1 | 17 |  | 0 | 19.9996 | 1 | 1 | 19 |  | 51
1662 | 1663 | 0.053078 | 1 | 1 | 5 |  | 10 | 0.052142 | 1 | 1 | 0 |  | 30
1663 | 1664 | 20.8129 | 1 | 1 | 17 |  | 0 | 19.9996 | 1 | 1 | 19 |  | 55
1664 | 1665 | 0.052142 | 1 | 1 | 0 |  | 30 | 0.052142 | 1 | 1 | 0 |  | 30
1665 | 1666 | 20.0562 | 1 | 1 | 14 |  | 30 | 19.9993 | 1 | 1 | 11 |  | 0
1666 | 1667 | 0.075342 | 1 | 1 | 1 |  | 0 | 0.073821 | 1 | 1 | 1 |  | 30
1667 | 1668 | 20.0505 | 1 | 1 | 14 |  | 30 | 19.9993 | 1 | 1 | 12 |  | 0
1668 | 1669 | 0.073821 | 1 | 1 | 0 |  | 30 | 0.073821 | 1 | 1 | 0 |  | 30
1669 | 1670 | 20.6538 | 1 | 1 | 17 |  | 0 | 19.9998 | 1 | 1 | 18 |  | 52
1670 | 1671 | 0.1182 | 1 | 1 | 22 |  | 30 | 0.11706 | 1 | 1 | 0 |  | 30
1671 | 1672 | 20.6519 | 1 | 1 | 17 |  | 0 | 19.9998 | 1 | 1 | 19 |  | 0
1672 | 1673 | 0.11706 | 1 | 1 | 0 |  | 30 | 0.11706 | 1 | 1 | 0 |  | 30
1673 | 1674 | 22.2889 | 1 | 1 | 6 |  | 30 | 17.6131 | 1 | 1 | 5 |  | 0
1674 | 1675 | 3.5608 | 1 | 1 | 11 |  | 7 | 0 | 1 | 1 | 0 |  | 30
1675 | 1676 | 21.5207 | 1 | 1 | 5 |  | 5 | 13.8547 | 1 | 1 | 5 |  | 0
1676 | 1677 | 11.2929 | 1 | 1 | 17 |  | 3 | 0 | 1 | 1 | 0 |  | 30
1677 | 1678 | 20.2576 | 1 | 1 | 19 |  | 7 | 19.295 | 1 | 1 | 19 |  | 2
1678 | 1679 | 7.8148 | 1 | 1 | 5 |  | 1 | 0 | 1 | 1 | 0 |  | 30
1679 | 1680 | 21.7592 | 1 | 1 | 17 |  | 0 | 20.0233 | 1 | 1 | 6 |  | 52
1680 | 1681 | 0.96903 | 1 | 1 | 2 |  | 0 | 0.96903 | 1 | 1 | 0 |  | 30
1681 | 1682 | 12.278 | 1 | 1 | 7 |  | 33 | -1.3 | 1 | 1 | 5 |  | 35
1682 | 1683 | 3.1542 | 1 | 1 | 9 |  | 7 | 0 | 1 | 1 | 0 |  | 30
1683 | 1684 | 23.3871 | 1 | 1 | 6 |  | 30 | 17.6131 | 1 | 1 | 5 |  | 0
1684 | 1685 | 3.1542 | 1 | 1 | 9 |  | 7 | 0 | 1 | 1 | 0 |  | 30
1685 | 1686 | 0 | 1 | 1 | 7 |  | 33 | -1.3 | 1 | 1 | 5 |  | 35
1686 | 1687 | 3.1579 | 1 | 1 | 9 |  | 7 | 0 | 1 | 1 | 0 |  | 30
1687 | 1688 | 22.5494 | 1 | 1 | 5 |  | 5 | 13.8547 | 1 | 1 | 5 |  | 0
1688 | 1689 | 3.1579 | 1 | 1 | 9 |  | 7 | 0 | 1 | 1 | 0 |  | 30
1689 | 1690 | 0 | 1 | 1 | 7 |  | 33 | -1.3 | 1 | 1 | 5 |  | 35
1690 | 1691 | 3.1579 | 1 | 1 | 9 |  | 7 | 0 | 1 | 1 | 0 |  | 30
1691 | 1692 | 20.985 | 1 | 1 | 5 |  | 3 | 19.295 | 1 | 1 | 19 |  | 2
1692 | 1693 | 3.1579 | 1 | 1 | 9 |  | 7 | 0 | 1 | 1 | 0 |  | 30
1693 | 1694 | 16.8546 | 1 | 1 | 17 |  | 0 | 15.2306 | 1 | 1 | 6 |  | 0
1694 | 1695 | 0.96903 | 1 | 1 | 2 |  | 0 | 0.96903 | 1 | 1 | 0 |  | 30
1695 | 1696 | 22.4728 | 1 | 1 | 17 |  | 0 | 20.7386 | 1 | 1 | 6 |  | 52
1696 | 1697 | 0.96903 | 1 | 1 | 2 |  | 0 | 0.96903 | 1 | 1 | 0 |  | 30
1697 | 1698 | 22.7277 | 1 | 1 | 7 |  | 0 | 13.888 | 1 | 1 | 5 |  | 1
1698 | 1699 | 0.26001 | 1 | 1 | 5 |  | 1 | 0 | 1 | 1 | 0 |  | 30
1699 | 1700 | 22.7277 | 1 | 1 | 7 |  | 0 | 13.888 | 1 | 1 | 5 |  | 1
1700 | 1701 | 0 | 1 | 1 | 0 |  | 30 | 0 | 1 | 1 | 0 |  | 30
1701 | 1702 | 22.5378 | 1 | 1 | 6 |  | 45 | 17.4161 | 1 | 1 | 5 |  | 1
1702 | 1703 | 0.16333 | 1 | 1 | 5 |  | 1 | 0 | 1 | 1 | 0 |  | 30
1703 | 1704 | 22.5378 | 1 | 1 | 6 |  | 45 | 17.4161 | 1 | 1 | 5 |  | 1
1704 | 1705 | 0 | 1 | 1 | 0 |  | 30 | 0 | 1 | 1 | 0 |  | 30
1705 | 1706 | 22.5289 | 1 | 1 | 18 |  | 45 | 21.2201 | 1 | 1 | 5 |  | 1
1706 | 1707 | 0.063965 | 1 | 1 | 5 |  | 1 | 0 | 1 | 1 | 0 |  | 30
1707 | 1708 | 22.5289 | 1 | 1 | 18 |  | 45 | 21.2201 | 1 | 1 | 5 |  | 1
1708 | 1709 | 0 | 1 | 1 | 0 |  | 30 | 0 | 1 | 1 | 0 |  | 30
1709 | 1710 | 22.3534 | 1 | 1 | 5 |  | 45 | 20.5746 | 1 | 1 | 5 |  | 1
1710 | 1711 | 0.28752 | 1 | 1 | 5 |  | 1 | 0 | 1 | 1 | 0 |  | 30
1711 | 1712 | 22.3534 | 1 | 1 | 5 |  | 45 | 20.5746 | 1 | 1 | 5 |  | 1
1712 | 1713 | 0 | 1 | 1 | 0 |  | 30 | 0 | 1 | 1 | 0 |  | 30
1713 | 1714 | 22.3268 | 1 | 1 | 7 |  | 0 | 20.5304 | 1 | 1 | 5 |  | 1
1714 | 1715 | 0.15528 | 1 | 1 | 5 |  | 1 | 0 | 1 | 1 | 0 |  | 30
1715 | 1716 | 22.3268 | 1 | 1 | 7 |  | 0 | 20.5304 | 1 | 1 | 5 |  | 1
1716 | 1717 | 0 | 1 | 1 | 0 |  | 30 | 0 | 1 | 1 | 0 |  | 30
1717 | 1718 | 22.3708 | 1 | 1 | 7 |  | 0 | 19.2985 | 1 | 1 | 5 |  | 1
1718 | 1719 | 0.25232 | 1 | 1 | 5 |  | 1 | 0 | 1 | 1 | 0 |  | 30
1719 | 1720 | 22.3708 | 1 | 1 | 7 |  | 0 | 19.2985 | 1 | 1 | 5 |  | 1
1720 | 1721 | 0 | 1 | 1 | 0 |  | 30 | 0 | 1 | 1 | 0 |  | 30
1721 | 1722 | 23.8418 | 1 | 1 | 7 |  | 6 | 21.5372 | 1 | 1 | 17 |  | 48
1722 | 1723 | 0.021837 | 1 | 1 | 7 |  | 4 | 0 | 1 | 1 | 0 |  | 30
1723 | 1724 | 23.8418 | 1 | 1 | 7 |  | 6 | 21.5372 | 1 | 1 | 17 |  | 48
1724 | 1725 | 0 | 1 | 1 | 0 |  | 30 | 0 | 1 | 1 | 0 |  | 30
1725 | 1726 | 22.513 | 1 | 1 | 18 |  | 45 | 21.2475 | 1 | 1 | 5 |  | 1
1726 | 1727 | 0.051466 | 1 | 1 | 5 |  | 1 | 0 | 1 | 1 | 0 |  | 30
1727 | 1728 | 22.513 | 1 | 1 | 18 |  | 45 | 21.2475 | 1 | 1 | 5 |  | 1
1728 | 1729 | 0 | 1 | 1 | 0 |  | 30 | 0 | 1 | 1 | 0 |  | 30
1729 | 1730 | 22.392 | 1 | 1 | 18 |  | 45 | 21.4082 | 1 | 1 | 5 |  | 1
1730 | 1731 | 0.017793 | 1 | 1 | 5 |  | 1 | 0 | 1 | 1 | 0 |  | 30
1731 | 1732 | 22.392 | 1 | 1 | 18 |  | 45 | 21.4082 | 1 | 1 | 5 |  | 1
1732 | 1733 | 0 | 1 | 1 | 0 |  | 30 | 0 | 1 | 1 | 0 |  | 30
1733 | 1734 | 22.3435 | 1 | 1 | 6 |  | 52 | 19.5104 | 1 | 1 | 5 |  | 1
1734 | 1735 | 0.21475 | 1 | 1 | 5 |  | 1 | 0 | 1 | 1 | 0 |  | 30
1735 | 1736 | 22.3435 | 1 | 1 | 6 |  | 52 | 19.5104 | 1 | 1 | 5 |  | 1
1736 | 1737 | 0 | 1 | 1 | 0 |  | 30 | 0 | 1 | 1 | 0 |  | 30
1737 | 1738 | 22.544 | 1 | 1 | 18 |  | 45 | 21.2227 | 1 | 1 | 5 |  | 1
1738 | 1739 | 0.069847 | 1 | 1 | 5 |  | 1 | 0 | 1 | 1 | 0 |  | 30
1739 | 1740 | 22.544 | 1 | 1 | 18 |  | 45 | 21.2227 | 1 | 1 | 5 |  | 1
1740 | 1741 | 0 | 1 | 1 | 0 |  | 30 | 0 | 1 | 1 | 0 |  | 30
1741 | 1742 | 22.3448 | 1 | 1 | 7 |  | 0 | 19.1898 | 1 | 1 | 5 |  | 1
1742 | 1743 | 0.15223 | 1 | 1 | 5 |  | 1 | 0 | 1 | 1 | 0 |  | 30
1743 | 1744 | 22.3448 | 1 | 1 | 7 |  | 0 | 19.1898 | 1 | 1 | 5 |  | 1
1744 | 1745 | 0 | 1 | 1 | 0 |  | 30 | 0 | 1 | 1 | 0 |  | 30
1745 | 1746 | 22.3524 | 1 | 1 | 6 |  | 30 | 18.4872 | 1 | 1 | 5 |  | 1
1746 | 1747 | 0.20188 | 1 | 1 | 5 |  | 1 | 0 | 1 | 1 | 0 |  | 30
1747 | 1748 | 22.3524 | 1 | 1 | 6 |  | 30 | 18.4872 | 1 | 1 | 5 |  | 1
1748 | 1749 | 0 | 1 | 1 | 0 |  | 30 | 0 | 1 | 1 | 0 |  | 30
1749 | 1750 | 21.6135 | 1 | 1 | 5 |  | 5 | 13.7862 | 1 | 1 | 5 |  | 1
1750 | 1751 | 0.66952 | 1 | 1 | 5 |  | 1 | 0 | 1 | 1 | 0 |  | 30
1751 | 1752 | 21.6135 | 1 | 1 | 5 |  | 5 | 13.7862 | 1 | 1 | 5 |  | 1
1752 | 1753 | 0 | 1 | 1 | 0 |  | 30 | 0 | 1 | 1 | 0 |  | 30
1753 | 1754 | 21.2928 | 1 | 1 | 5 |  | 8 | 17.0983 | 1 | 1 | 5 |  | 1
1754 | 1755 | 0.48051 | 1 | 1 | 5 |  | 1 | 0 | 1 | 1 | 0 |  | 30
1755 | 1756 | 21.2928 | 1 | 1 | 5 |  | 8 | 17.0983 | 1 | 1 | 5 |  | 1
1756 | 1757 | 0 | 1 | 1 | 0 |  | 30 | 0 | 1 | 1 | 0 |  | 30
1757 | 1758 | 21.7148 | 1 | 1 | 5 |  | 5 | 20.8779 | 1 | 1 | 6 |  | 30
1758 | 1759 | 0.14017 | 1 | 1 | 5 |  | 1 | 0 | 1 | 1 | 0 |  | 30
1759 | 1760 | 21.7148 | 1 | 1 | 5 |  | 5 | 20.8779 | 1 | 1 | 6 |  | 30
1760 | 1761 | 0 | 1 | 1 | 0 |  | 30 | 0 | 1 | 1 | 0 |  | 30
1761 | 1762 | 21.7718 | 1 | 1 | 5 |  | 23 | 20.2986 | 1 | 1 | 5 |  | 1
1762 | 1763 | 0.49779 | 1 | 1 | 5 |  | 1 | 0 | 1 | 1 | 0 |  | 30
1763 | 1764 | 21.7718 | 1 | 1 | 5 |  | 23 | 20.2986 | 1 | 1 | 5 |  | 1
1764 | 1765 | 0 | 1 | 1 | 0 |  | 30 | 0 | 1 | 1 | 0 |  | 30
1765 | 1766 | 21.7134 | 1 | 1 | 5 |  | 5 | 20.1332 | 1 | 1 | 5 |  | 1
1766 | 1767 | 0.3528 | 1 | 1 | 5 |  | 1 | 0 | 1 | 1 | 0 |  | 30
1767 | 1768 | 21.7134 | 1 | 1 | 5 |  | 5 | 20.1332 | 1 | 1 | 5 |  | 1
1768 | 1769 | 0 | 1 | 1 | 0 |  | 30 | 0 | 1 | 1 | 0 |  | 30
1769 | 1770 | 21.5464 | 1 | 1 | 5 |  | 30 | 17.6147 | 1 | 1 | 5 |  | 1
1770 | 1771 | 1.1735 | 1 | 1 | 5 |  | 1 | 0 | 1 | 1 | 0 |  | 30
1771 | 1772 | 21.5464 | 1 | 1 | 5 |  | 30 | 17.6147 | 1 | 1 | 5 |  | 1
1772 | 1773 | 0 | 1 | 1 | 0 |  | 30 | 0 | 1 | 1 | 0 |  | 30
1773 | 1774 | 21.6126 | 1 | 1 | 5 |  | 5 | 18.8243 | 1 | 1 | 5 |  | 1
1774 | 1775 | 0.67045 | 1 | 1 | 5 |  | 1 | 0 | 1 | 1 | 0 |  | 30
1775 | 1776 | 21.6126 | 1 | 1 | 5 |  | 5 | 18.8243 | 1 | 1 | 5 |  | 1
1776 | 1777 | 0 | 1 | 1 | 0 |  | 30 | 0 | 1 | 1 | 0 |  | 30
1777 | 1778 | 22.7008 | 1 | 1 | 8 |  | 18 | 20.9876 | 1 | 1 | 6 |  | 15
1778 | 1779 | 0.02585 | 1 | 1 | 5 |  | 1 | 0 | 1 | 1 | 0 |  | 30
1779 | 1780 | 22.7008 | 1 | 1 | 8 |  | 18 | 20.9876 | 1 | 1 | 6 |  | 15
1780 | 1781 | 0 | 1 | 1 | 0 |  | 30 | 0 | 1 | 1 | 0 |  | 30
1781 | 1782 | 21.7585 | 1 | 1 | 5 |  | 10 | 20.8577 | 1 | 1 | 5 |  | 1
1782 | 1783 | 0.095373 | 1 | 1 | 5 |  | 1 | 0 | 1 | 1 | 0 |  | 30
1783 | 1784 | 21.7585 | 1 | 1 | 5 |  | 10 | 20.8577 | 1 | 1 | 5 |  | 1
1784 | 1785 | 0 | 1 | 1 | 0 |  | 30 | 0 | 1 | 1 | 0 |  | 30
1785 | 1786 | 21.5306 | 1 | 1 | 5 |  | 7 | 18.25 | 1 | 1 | 5 |  | 1
1786 | 1787 | 0.2839 | 1 | 1 | 5 |  | 1 | 0 | 1 | 1 | 0 |  | 30
1787 | 1788 | 21.5306 | 1 | 1 | 5 |  | 7 | 18.25 | 1 | 1 | 5 |  | 1
1788 | 1789 | 0 | 1 | 1 | 0 |  | 30 | 0 | 1 | 1 | 0 |  | 30
1789 | 1790 | 22.4949 | 1 | 1 | 19 |  | 30 | 20.4627 | 1 | 1 | 5 |  | 1
1790 | 1791 | 0.12189 | 1 | 1 | 5 |  | 1 | 0 | 1 | 1 | 0 |  | 30
1791 | 1792 | 22.4949 | 1 | 1 | 19 |  | 30 | 20.4627 | 1 | 1 | 5 |  | 1
1792 | 1793 | 0 | 1 | 1 | 0 |  | 30 | 0 | 1 | 1 | 0 |  | 30
1793 | 1794 | 21.5449 | 1 | 1 | 5 |  | 6 | 18.2662 | 1 | 1 | 5 |  | 1
1794 | 1795 | 0.30532 | 1 | 1 | 5 |  | 1 | 0 | 1 | 1 | 0 |  | 30
1795 | 1796 | 21.5449 | 1 | 1 | 5 |  | 6 | 18.2662 | 1 | 1 | 5 |  | 1
1796 | 1797 | 0 | 1 | 1 | 0 |  | 30 | 0 | 1 | 1 | 0 |  | 30
1797 | 1798 | 21.6803 | 1 | 1 | 5 |  | 30 | 20.8178 | 1 | 1 | 6 |  | 22
1798 | 1799 | 0.044966 | 1 | 1 | 5 |  | 1 | 0 | 1 | 1 | 0 |  | 30
1799 | 1800 | 21.6803 | 1 | 1 | 5 |  | 30 | 20.8178 | 1 | 1 | 6 |  | 22
1800 | 1801 | 0 | 1 | 1 | 0 |  | 30 | 0 | 1 | 1 | 0 |  | 30
1801 | 1802 | 21.7776 | 1 | 1 | 5 |  | 5 | 19.2676 | 1 | 1 | 5 |  | 1
1802 | 1803 | 0.63189 | 1 | 1 | 5 |  | 1 | 0 | 1 | 1 | 0 |  | 30
1803 | 1804 | 21.7776 | 1 | 1 | 5 |  | 5 | 19.2676 | 1 | 1 | 5 |  | 1
1804 | 1805 | 0 | 1 | 1 | 0 |  | 30 | 0 | 1 | 1 | 0 |  | 30
1805 | 1806 | 23.062 | 1 | 1 | 19 |  | 59 | 20.9151 | 1 | 1 | 6 |  | 22
1806 | 1807 | 0.10627 | 1 | 1 | 5 |  | 1 | 0 | 1 | 1 | 0 |  | 30
1807 | 1808 | 23.062 | 1 | 1 | 19 |  | 59 | 20.9151 | 1 | 1 | 6 |  | 22
1808 | 1809 | 0 | 1 | 1 | 0 |  | 30 | 0 | 1 | 1 | 0 |  | 30
1809 | 1810 | 21.5225 | 1 | 1 | 5 |  | 5 | 18.2683 | 1 | 1 | 5 |  | 1
1810 | 1811 | 0.30514 | 1 | 1 | 5 |  | 1 | 0 | 1 | 1 | 0 |  | 30
1811 | 1812 | 21.5225 | 1 | 1 | 5 |  | 5 | 18.2683 | 1 | 1 | 5 |  | 1
1812 | 1813 | 0 | 1 | 1 | 0 |  | 30 | 0 | 1 | 1 | 0 |  | 30
1813 | 1814 | 21.7687 | 1 | 1 | 5 |  | 11 | 20.8345 | 1 | 1 | 5 |  | 1
1814 | 1815 | 0.12343 | 1 | 1 | 5 |  | 1 | 0 | 1 | 1 | 0 |  | 30
1815 | 1816 | 21.7687 | 1 | 1 | 5 |  | 11 | 20.8345 | 1 | 1 | 5 |  | 1
1816 | 1817 | 0 | 1 | 1 | 0 |  | 30 | 0 | 1 | 1 | 0 |  | 30
1817 | 1818 | 21.5978 | 1 | 1 | 5 |  | 8 | 19.0637 | 1 | 1 | 5 |  | 1
1818 | 1819 | 0.44575 | 1 | 1 | 5 |  | 1 | 0 | 1 | 1 | 0 |  | 30
1819 | 1820 | 21.5978 | 1 | 1 | 5 |  | 8 | 19.0637 | 1 | 1 | 5 |  | 1
1820 | 1821 | 0 | 1 | 1 | 0 |  | 30 | 0 | 1 | 1 | 0 |  | 30
1821 | 1822 | 21.2952 | 1 | 1 | 5 |  | 12 | 17.2992 | 1 | 1 | 5 |  | 1
1822 | 1823 | 0.2173 | 1 | 1 | 5 |  | 1 | 0 | 1 | 1 | 0 |  | 30
1823 | 1824 | 21.2952 | 1 | 1 | 5 |  | 12 | 17.2992 | 1 | 1 | 5 |  | 1
1824 | 1825 | 0 | 1 | 1 | 0 |  | 30 | 0 | 1 | 1 | 0 |  | 30
1825 | 1826 | 21.5391 | 1 | 1 | 5 |  | 7 | 17.972 | 1 | 1 | 5 |  | 1
1826 | 1827 | 0.39009 | 1 | 1 | 5 |  | 1 | 0 | 1 | 1 | 0 |  | 30
1827 | 1828 | 21.5391 | 1 | 1 | 5 |  | 7 | 17.972 | 1 | 1 | 5 |  | 1
1828 | 1829 | 0 | 1 | 1 | 0 |  | 30 | 0 | 1 | 1 | 0 |  | 30
1829 | 1830 | 21.3749 | 1 | 1 | 5 |  | 7 | 15.9951 | 1 | 1 | 5 |  | 1
1830 | 1831 | 0.83367 | 1 | 1 | 5 |  | 1 | 0 | 1 | 1 | 0 |  | 30
1831 | 1832 | 21.3749 | 1 | 1 | 5 |  | 7 | 15.9951 | 1 | 1 | 5 |  | 1
1832 | 1833 | 0 | 1 | 1 | 0 |  | 30 | 0 | 1 | 1 | 0 |  | 30
1833 | 1834 | 21.3704 | 1 | 1 | 5 |  | 8 | 15.6607 | 1 | 1 | 5 |  | 1
1834 | 1835 | 1.1844 | 1 | 1 | 5 |  | 1 | 0 | 1 | 1 | 0 |  | 30
1835 | 1836 | 21.3704 | 1 | 1 | 5 |  | 8 | 15.6607 | 1 | 1 | 5 |  | 1
1836 | 1837 | 0 | 1 | 1 | 0 |  | 30 | 0 | 1 | 1 | 0 |  | 30
1837 | 1838 | 21.6304 | 1 | 1 | 5 |  | 5 | 18.411 | 1 | 1 | 5 |  | 1
1838 | 1839 | 0.54648 | 1 | 1 | 5 |  | 1 | 0 | 1 | 1 | 0 |  | 30
1839 | 1840 | 21.6304 | 1 | 1 | 5 |  | 5 | 18.411 | 1 | 1 | 5 |  | 1
1840 | 1841 | 0 | 1 | 1 | 0 |  | 30 | 0 | 1 | 1 | 0 |  | 30
1841 | 1842 | 21.3814 | 1 | 1 | 5 |  | 12 | 15.8024 | 1 | 1 | 5 |  | 1
1842 | 1843 | 1.8318 | 1 | 1 | 5 |  | 1 | 0 | 1 | 1 | 0 |  | 30
1843 | 1844 | 21.3814 | 1 | 1 | 5 |  | 12 | 15.8024 | 1 | 1 | 5 |  | 1
1844 | 1845 | 0 | 1 | 1 | 0 |  | 30 | 0 | 1 | 1 | 0 |  | 30
1845 | 1846 | 20.2576 | 1 | 1 | 19 |  | 7 | 19.2923 | 1 | 1 | 15 |  | 0
1846 | 1847 | 0.26877 | 1 | 1 | 5 |  | 2 | 0 | 1 | 1 | 2 |  | 30
1847 | 1848 | 20.2576 | 1 | 1 | 19 |  | 7 | 19.2923 | 1 | 1 | 15 |  | 0
1848 | 1849 | 0 | 1 | 1 | 0 |  | 30 | 0 | 1 | 1 | 0 |  | 30
1849 | 1850 | 20.2396 | 1 | 1 | 19 |  | 7 | 19.5096 | 1 | 1 | 10 |  | 15
1850 | 1851 | 0.057304 | 1 | 1 | 7 |  | 36 | 0 | 1 | 1 | 0 |  | 30
1851 | 1852 | 20.2396 | 1 | 1 | 19 |  | 7 | 19.5096 | 1 | 1 | 10 |  | 15
1852 | 1853 | 0 | 1 | 1 | 0 |  | 30 | 0 | 1 | 1 | 0 |  | 30
1853 | 1854 | 20.3316 | 1 | 1 | 19 |  | 10 | 19.437 | 1 | 1 | 12 |  | 30
1854 | 1855 | 0.041885 | 1 | 1 | 5 |  | 3 | 0 | 1 | 1 | 0 |  | 30
1855 | 1856 | 20.3316 | 1 | 1 | 19 |  | 10 | 19.437 | 1 | 1 | 12 |  | 30
1856 | 1857 | 0 | 1 | 1 | 0 |  | 30 | 0 | 1 | 1 | 0 |  | 30
1857 | 1858 | 20.3343 | 1 | 1 | 19 |  | 10 | 19.4223 | 1 | 1 | 13 |  | 30
1858 | 1859 | 0.19889 | 1 | 1 | 5 |  | 7 | 0 | 1 | 1 | 1 |  | 0
1859 | 1860 | 20.3343 | 1 | 1 | 19 |  | 10 | 19.4223 | 1 | 1 | 13 |  | 30
1860 | 1861 | 0 | 1 | 1 | 0 |  | 30 | 0 | 1 | 1 | 0 |  | 30
1861 | 1862 | 20.353 | 1 | 1 | 19 |  | 10 | 19.4527 | 1 | 1 | 12 |  | 30
1862 | 1863 | 0.055798 | 1 | 1 | 5 |  | 2 | 0 | 1 | 1 | 0 |  | 30
1863 | 1864 | 20.353 | 1 | 1 | 19 |  | 10 | 19.4527 | 1 | 1 | 12 |  | 30
1864 | 1865 | 0 | 1 | 1 | 0 |  | 30 | 0 | 1 | 1 | 0 |  | 30
1865 | 1866 | 20.1449 | 1 | 1 | 19 |  | 7 | 19.5789 | 1 | 1 | 11 |  | 22
1866 | 1867 | 0.075018 | 1 | 1 | 7 |  | 2 | 0 | 1 | 1 | 0 |  | 30
1867 | 1868 | 20.1449 | 1 | 1 | 19 |  | 7 | 19.5789 | 1 | 1 | 11 |  | 22
1868 | 1869 | 0 | 1 | 1 | 0 |  | 30 | 0 | 1 | 1 | 0 |  | 30
1869 | 1870 | 20.2355 | 1 | 1 | 19 |  | 7 | 19.3053 | 1 | 1 | 15 |  | 0
1870 | 1871 | 0.15306 | 1 | 1 | 6 |  | 7 | 0 | 1 | 1 | 1 |  | 0
1871 | 1872 | 20.2355 | 1 | 1 | 19 |  | 7 | 19.3053 | 1 | 1 | 15 |  | 0
1872 | 1873 | 0 | 1 | 1 | 0 |  | 30 | 0 | 1 | 1 | 0 |  | 30
1873 | 1874 | 20.0282 | 1 | 1 | 2 |  | 0 | 19.1262 | 1 | 1 | 13 |  | 52
1874 | 1875 | 0.094158 | 1 | 1 | 19 |  | 2 | 0 | 1 | 1 | 1 |  | 0
1875 | 1876 | 20.0282 | 1 | 1 | 2 |  | 0 | 19.1262 | 1 | 1 | 13 |  | 52
1876 | 1877 | 0 | 1 | 1 | 0 |  | 30 | 0 | 1 | 1 | 0 |  | 30
1877 | 1878 | 20.0393 | 1 | 1 | 19 |  | 7 | 19.2911 | 1 | 1 | 14 |  | 0
1878 | 1879 | 0.071175 | 1 | 1 | 5 |  | 2 | 0 | 1 | 1 | 1 |  | 30
1879 | 1880 | 20.0393 | 1 | 1 | 19 |  | 7 | 19.2911 | 1 | 1 | 14 |  | 0
1880 | 1881 | 0 | 1 | 1 | 0 |  | 30 | 0 | 1 | 1 | 0 |  | 30
1881 | 1882 | 20.3722 | 1 | 1 | 19 |  | 30 | 19.6136 | 1 | 1 | 6 |  | 15
1882 | 1883 | 0.079177 | 1 | 1 | 19 |  | 2 | 0 | 1 | 1 | 0 |  | 30
1883 | 1884 | 20.3722 | 1 | 1 | 19 |  | 30 | 19.6136 | 1 | 1 | 6 |  | 15
1884 | 1885 | 0 | 1 | 1 | 0 |  | 30 | 0 | 1 | 1 | 0 |  | 30
1885 | 1886 | 20.3623 | 1 | 1 | 19 |  | 10 | 19.495 | 1 | 1 | 6 |  | 22
1886 | 1887 | 0.069082 | 1 | 1 | 19 |  | 2 | 0 | 1 | 1 | 0 |  | 30
1887 | 1888 | 20.3623 | 1 | 1 | 19 |  | 10 | 19.495 | 1 | 1 | 6 |  | 22
1888 | 1889 | 0 | 1 | 1 | 0 |  | 30 | 0 | 1 | 1 | 0 |  | 30
1889 | 1890 | 21.0979 | 1 | 1 | 17 |  | 0 | 19.7023 | 1 | 1 | 6 |  | 52
1890 | 1891 | 0.008752 | 1 | 1 | 5 |  | 21 | 0 | 1 | 1 | 0 |  | 30
1891 | 1892 | 21.0979 | 1 | 1 | 17 |  | 0 | 19.7023 | 1 | 1 | 6 |  | 52
1892 | 1893 | 0 | 1 | 1 | 0 |  | 30 | 0 | 1 | 1 | 0 |  | 30
1893 | 1894 | 20.1761 | 1 | 1 | 19 |  | 7 | 19.5189 | 1 | 1 | 6 |  | 52
1894 | 1895 | 0.096654 | 1 | 1 | 5 |  | 15 | 0 | 1 | 1 | 0 |  | 30
1895 | 1896 | 20.1761 | 1 | 1 | 19 |  | 7 | 19.5189 | 1 | 1 | 6 |  | 52
1896 | 1897 | 0 | 1 | 1 | 0 |  | 30 | 0 | 1 | 1 | 0 |  | 30
1897 | 1898 | 21.9659 | 1 | 1 | 14 |  | 0 | 19.5427 | 1 | 1 | 5 |  | 55
1898 | 1899 | 0 | 1 | 1 | 0 |  | 30 | 0 | 1 | 1 | 0 |  | 30
1899 | 1900 | 21.9659 | 1 | 1 | 14 |  | 0 | 19.5427 | 1 | 1 | 5 |  | 55
1900 | 1901 | 0 | 1 | 1 | 0 |  | 30 | 0 | 1 | 1 | 0 |  | 30
1901 | 1902 | 20.6272 | 1 | 1 | 19 |  | 30 | 19.4847 | 1 | 1 | 6 |  | 15
1902 | 1903 | 0.012237 | 1 | 1 | 5 |  | 6 | 0 | 1 | 1 | 0 |  | 30
1903 | 1904 | 20.6272 | 1 | 1 | 19 |  | 30 | 19.4847 | 1 | 1 | 6 |  | 15
1904 | 1905 | 0 | 1 | 1 | 0 |  | 30 | 0 | 1 | 1 | 0 |  | 30
1905 | 1906 | 20.3583 | 1 | 1 | 19 |  | 10 | 19.4427 | 1 | 1 | 18 |  | 45
1906 | 1907 | 0.048745 | 1 | 1 | 7 |  | 2 | 0 | 1 | 1 | 0 |  | 30
1907 | 1908 | 20.3583 | 1 | 1 | 19 |  | 10 | 19.4427 | 1 | 1 | 18 |  | 45
1908 | 1909 | 0 | 1 | 1 | 0 |  | 30 | 0 | 1 | 1 | 0 |  | 30
1909 | 1910 | 20.5608 | 1 | 1 | 19 |  | 30 | 19.4397 | 1 | 1 | 6 |  | 30
1910 | 1911 | 0.010949 | 1 | 1 | 5 |  | 3 | 0 | 1 | 1 | 0 |  | 30
1911 | 1912 | 20.5608 | 1 | 1 | 19 |  | 30 | 19.4397 | 1 | 1 | 6 |  | 30
1912 | 1913 | 0 | 1 | 1 | 0 |  | 30 | 0 | 1 | 1 | 0 |  | 30
1913 | 1914 | 21.819 | 1 | 1 | 19 |  | 30 | 19.5598 | 1 | 1 | 6 |  | 15
1914 | 1915 | 0.012564 | 1 | 1 | 6 |  | 15 | 0 | 1 | 1 | 0 |  | 30
1915 | 1916 | 21.819 | 1 | 1 | 19 |  | 30 | 19.5598 | 1 | 1 | 6 |  | 15
1916 | 1917 | 0 | 1 | 1 | 0 |  | 30 | 0 | 1 | 1 | 0 |  | 30
1917 | 1918 | 22.5457 | 1 | 1 | 19 |  | 59 | 19.464 | 1 | 1 | 6 |  | 22
1918 | 1919 | 0.02187 | 1 | 1 | 5 |  | 40 | 0 | 1 | 1 | 0 |  | 30
1919 | 1920 | 22.5457 | 1 | 1 | 19 |  | 59 | 19.464 | 1 | 1 | 6 |  | 22
1920 | 1921 | 0 | 1 | 1 | 0 |  | 30 | 0 | 1 | 1 | 0 |  | 30
1921 | 1922 | 20.66 | 1 | 1 | 19 |  | 30 | 19.4913 | 1 | 1 | 6 |  | 22
1922 | 1923 | 0.022529 | 1 | 1 | 5 |  | 3 | 0 | 1 | 1 | 0 |  | 30
1923 | 1924 | 20.66 | 1 | 1 | 19 |  | 30 | 19.4913 | 1 | 1 | 6 |  | 22
1924 | 1925 | 0 | 1 | 1 | 0 |  | 30 | 0 | 1 | 1 | 0 |  | 30
1925 | 1926 | 21.5317 | 1 | 1 | 5 |  | 7 | 18.7052 | 1 | 1 | 5 |  | 1
1926 | 1927 | 0.54097 | 1 | 1 | 5 |  | 1 | 0 | 1 | 1 | 0 |  | 30
1927 | 1928 | 21.5317 | 1 | 1 | 5 |  | 7 | 18.7052 | 1 | 1 | 5 |  | 1
1928 | 1929 | 0 | 1 | 1 | 0 |  | 30 | 0 | 1 | 1 | 0 |  | 30
1929 | 1930 | 20.2383 | 1 | 1 | 19 |  | 7 | 19.2319 | 1 | 1 | 13 |  | 45
1930 | 1931 | 0.030436 | 1 | 1 | 5 |  | 6 | 0 | 1 | 1 | 0 |  | 30
1931 | 1932 | 20.2383 | 1 | 1 | 19 |  | 7 | 19.2319 | 1 | 1 | 13 |  | 45
1932 | 1933 | 0 | 1 | 1 | 0 |  | 30 | 0 | 1 | 1 | 0 |  | 30
1933 | 1934 | 20.3173 | 1 | 1 | 19 |  | 10 | 19.4275 | 1 | 1 | 12 |  | 45
1934 | 1935 | 0.0755 | 1 | 1 | 5 |  | 2 | 0 | 1 | 1 | 1 |  | 30
1935 | 1936 | 20.3173 | 1 | 1 | 19 |  | 10 | 19.4275 | 1 | 1 | 12 |  | 45
1936 | 1937 | 0 | 1 | 1 | 0 |  | 30 | 0 | 1 | 1 | 0 |  | 30
1937 | 1938 | 20.2363 | 1 | 1 | 19 |  | 7 | 19.2993 | 1 | 1 | 15 |  | 52
1938 | 1939 | 0.14092 | 1 | 1 | 5 |  | 5 | 0 | 1 | 1 | 0 |  | 30
1939 | 1940 | 20.2363 | 1 | 1 | 19 |  | 7 | 19.2993 | 1 | 1 | 15 |  | 52
1940 | 1941 | 0 | 1 | 1 | 0 |  | 30 | 0 | 1 | 1 | 0 |  | 30
1941 | 1942 | 22.3714 | 1 | 1 | 17 |  | 0 | 19.9995 | 1 | 1 | 4 |  | 30
1942 | 1943 | 0.05681 | 1 | 1 | 6 |  | 45 | 0 | 1 | 1 | 0 |  | 30
1943 | 1944 | 22.3714 | 1 | 1 | 17 |  | 0 | 19.9995 | 1 | 1 | 4 |  | 30
1944 | 1945 | 0 | 1 | 1 | 0 |  | 30 | 0 | 1 | 1 | 0 |  | 30
1945 | 1946 | 23.2671 | 1 | 1 | 17 |  | 0 | 19.9983 | 1 | 1 | 7 |  | 0
1946 | 1947 | 0 | 1 | 1 | 0 |  | 30 | 0 | 1 | 1 | 0 |  | 30
1947 | 1948 | 23.2671 | 1 | 1 | 17 |  | 0 | 19.9983 | 1 | 1 | 7 |  | 0
1948 | 1949 | 0 | 1 | 1 | 0 |  | 30 | 0 | 1 | 1 | 0 |  | 30
1949 | 1950 | 21.3558 | 1 | 1 | 17 |  | 0 | 19.9994 | 1 | 1 | 19 |  | 55
1950 | 1951 | 0.0007088 | 1 | 1 | 5 |  | 0 | 0 | 1 | 1 | 0 |  | 30
1951 | 1952 | 21.3558 | 1 | 1 | 17 |  | 0 | 19.9994 | 1 | 1 | 19 |  | 55
1952 | 1953 | 0 | 1 | 1 | 0 |  | 30 | 0 | 1 | 1 | 0 |  | 30
1953 | 1954 | 23.4227 | 1 | 1 | 17 |  | 0 | 19.9992 | 1 | 1 | 5 |  | 1
1954 | 1955 | 8.3936e-05 | 1 | 1 | 6 |  | 15 | 0 | 1 | 1 | 0 |  | 30
1955 | 1956 | 23.4227 | 1 | 1 | 17 |  | 0 | 19.9992 | 1 | 1 | 5 |  | 1
1956 | 1957 | 0 | 1 | 1 | 0 |  | 30 | 0 | 1 | 1 | 0 |  | 30
1957 | 1958 | 22.3375 | 1 | 1 | 17 |  | 0 | 19.999 | 1 | 1 | 2 |  | 0
1958 | 1959 | 0.0001756 | 1 | 1 | 5 |  | 2 | 0 | 1 | 1 | 0 |  | 30
1959 | 1960 | 22.3375 | 1 | 1 | 17 |  | 0 | 19.999 | 1 | 1 | 2 |  | 0
1960 | 1961 | 0 | 1 | 1 | 0 |  | 30 | 0 | 1 | 1 | 0 |  | 30
1961 | 1962 | 20.8713 | 1 | 1 | 17 |  | 0 | 19.998 | 1 | 1 | 5 |  | 0
1962 | 1963 | 0.00074501 | 1 | 1 | 5 |  | 35 | 0 | 1 | 1 | 0 |  | 30
1963 | 1964 | 20.8713 | 1 | 1 | 17 |  | 0 | 19.998 | 1 | 1 | 5 |  | 0
1964 | 1965 | 0 | 1 | 1 | 0 |  | 30 | 0 | 1 | 1 | 0 |  | 30
1965 | 1966 | 20.2017 | 1 | 1 | 17 |  | 0 | 19.9946 | 1 | 1 | 24 |  | 0
1966 | 1967 | 0.00018374 | 1 | 1 | 6 |  | 15 | 0 | 1 | 1 | 0 |  | 30
1967 | 1968 | 20.2017 | 1 | 1 | 17 |  | 0 | 19.9946 | 1 | 1 | 24 |  | 0
1968 | 1969 | 0 | 1 | 1 | 0 |  | 30 | 0 | 1 | 1 | 0 |  | 30
1969 | 1970 | 21.0976 | 1 | 1 | 17 |  | 0 | 19.9992 | 1 | 1 | 19 |  | 51
1970 | 1971 | 0.000555 | 1 | 1 | 1 |  | 30 | 0 | 1 | 1 | 0 |  | 30
1971 | 1972 | 21.0976 | 1 | 1 | 17 |  | 0 | 19.9992 | 1 | 1 | 19 |  | 51
1972 | 1973 | 0 | 1 | 1 | 0 |  | 30 | 0 | 1 | 1 | 0 |  | 30
1973 | 1974 | 22.171 | 1 | 1 | 17 |  | 0 | 19.9992 | 1 | 1 | 1 |  | 0
1974 | 1975 | 0.0010956 | 1 | 1 | 6 |  | 37 | 0 | 1 | 1 | 0 |  | 30
1975 | 1976 | 22.171 | 1 | 1 | 17 |  | 0 | 19.9992 | 1 | 1 | 1 |  | 0
1976 | 1977 | 0 | 1 | 1 | 0 |  | 30 | 0 | 1 | 1 | 0 |  | 30
1977 | 1978 | 22.0639 | 1 | 1 | 17 |  | 0 | 19.9967 | 1 | 1 | 4 |  | 0
1978 | 1979 | 0.00022506 | 1 | 1 | 6 |  | 52 | 0 | 1 | 1 | 0 |  | 30
1979 | 1980 | 22.0639 | 1 | 1 | 17 |  | 0 | 19.9967 | 1 | 1 | 4 |  | 0
1980 | 1981 | 0 | 1 | 1 | 0 |  | 30 | 0 | 1 | 1 | 0 |  | 30
1981 | 1982 | 23.1951 | 1 | 1 | 17 |  | 0 | 20.1575 | 1 | 1 | 7 |  | 0
1982 | 1983 | 0 | 1 | 1 | 0 |  | 30 | 0 | 1 | 1 | 0 |  | 30
1983 | 1984 | 23.1951 | 1 | 1 | 17 |  | 0 | 20.1575 | 1 | 1 | 7 |  | 0
1984 | 1985 | 0 | 1 | 1 | 0 |  | 30 | 0 | 1 | 1 | 0 |  | 30
1985 | 1986 | 22.0556 | 1 | 1 | 17 |  | 0 | 19.9963 | 1 | 1 | 0 |  | 30
1986 | 1987 | 0.00016577 | 1 | 1 | 20 |  | 11 | 0 | 1 | 1 | 1 |  | 0
1987 | 1988 | 22.0556 | 1 | 1 | 17 |  | 0 | 19.9963 | 1 | 1 | 0 |  | 30
1988 | 1989 | 0 | 1 | 1 | 0 |  | 30 | 0 | 1 | 1 | 0 |  | 30
1989 | 1990 | 23.9439 | 1 | 1 | 17 |  | 0 | 20.6153 | 1 | 1 | 7 |  | 0
1990 | 1991 | 0 | 1 | 1 | 0 |  | 30 | 0 | 1 | 1 | 0 |  | 30
1991 | 1992 | 23.9439 | 1 | 1 | 17 |  | 0 | 20.6153 | 1 | 1 | 7 |  | 0
1992 | 1993 | 0 | 1 | 1 | 0 |  | 30 | 0 | 1 | 1 | 0 |  | 30
1993 | 1994 | 22.1189 | 1 | 1 | 17 |  | 0 | 19.9982 | 1 | 1 | 6 |  | 15
1994 | 1995 | 0.00020521 | 1 | 1 | 5 |  | 12 | 0 | 1 | 1 | 0 |  | 30
1995 | 1996 | 22.1189 | 1 | 1 | 17 |  | 0 | 19.9982 | 1 | 1 | 6 |  | 15
1996 | 1997 | 0 | 1 | 1 | 0 |  | 30 | 0 | 1 | 1 | 0 |  | 30
1997 | 1998 | 20.7573 | 1 | 1 | 17 |  | 0 | 19.9958 | 1 | 1 | 5 |  | 0
1998 | 1999 | 0.00024932 | 1 | 1 | 6 |  | 22 | 0 | 1 | 1 | 0 |  | 30
1999 | 2000 | 20.7573 | 1 | 1 | 17 |  | 0 | 19.9958 | 1 | 1 | 5 |  | 0

## NominalElectricEquipment
| NominalElectricEquipmentIndex | ObjectName | ZoneIndex | ScheduleIndex | DesignLevel | FractionLatent | FractionRadiant | FractionLost | FractionConvected | EndUseSubcategory
0 | 1 | 3NP:CORR1 EQUIPMENT 1 | 1 | 32 | 42.5219 | 0 | 0.2 | 0 | 0.8 | ELECTRIC EQUIPMENT#3NP:CORR1#05
1 | 2 | 3NP:CORR2 EQUIPMENT 1 | 2 | 32 | 196.668 | 0 | 0.2 | 0 | 0.8 | ELECTRIC EQUIPMENT#3NP:CORR2#05
2 | 3 | 3NP:CORR3 EQUIPMENT 1 | 3 | 32 | 134.8746 | 0 | 0.2 | 0 | 0.8 | ELECTRIC EQUIPMENT#3NP:CORR3#05
3 | 4 | 3NP:OFF1 EQUIPMENT 1 | 4 | 42 | 1024.3996 | 0 | 0.2 | 0 | 0.8 | ELECTRIC EQUIPMENT#3NP:OFF1#05
4 | 5 | 3NP:WC1 EQUIPMENT 1 | 6 | 36 | 94.6117 | 0 | 0.2 | 0 | 0.8 | ELECTRIC EQUIPMENT#3NP:WC1#05
5 | 6 | 3NP:WC2 EQUIPMENT 1 | 7 | 36 | 76.72 | 0 | 0.2 | 0 | 0.8 | ELECTRIC EQUIPMENT#3NP:WC2#05
6 | 7 | 3NP:MECH EQUIPMENT 1 | 10 | 39 | 478.7055 | 0 | 0.2 | 0 | 0.8 | ELECTRIC EQUIPMENT#3NP:MECH#05
7 | 8 | 3NP:CORR4 EQUIPMENT 1 | 11 | 32 | 34.336 | 0 | 0.2 | 0 | 0.8 | ELECTRIC EQUIPMENT#3NP:CORR4#05
8 | 9 | 3NP:WC3 EQUIPMENT 1 | 12 | 36 | 98.64 | 0 | 0.2 | 0 | 0.8 | ELECTRIC EQUIPMENT#3NP:WC3#05
9 | 10 | 3NP:CORR EQUIPMENT 1 | 13 | 32 | 40.8506 | 0 | 0.2 | 0 | 0.8 | ELECTRIC EQUIPMENT#3NP:CORR#05
10 | 11 | 3NP:OFF2 EQUIPMENT 1 | 16 | 42 | 237.3609 | 0 | 0.2 | 0 | 0.8 | ELECTRIC EQUIPMENT#3NP:OFF2#05
11 | 12 | 3NP:LOBBY EQUIPMENT 1 | 17 | 32 | 133.284 | 0 | 0.2 | 0 | 0.8 | ELECTRIC EQUIPMENT#3NP:LOBBY#05
12 | 13 | 3NP:OFF3 EQUIPMENT 1 | 18 | 42 | 642.2442 | 0 | 0.2 | 0 | 0.8 | ELECTRIC EQUIPMENT#3NP:OFF3#05
13 | 14 | 3NP:WC4 EQUIPMENT 1 | 20 | 36 | 104.12 | 0 | 0.2 | 0 | 0.8 | ELECTRIC EQUIPMENT#3NP:WC4#05
14 | 15 | 3NP:OFF4 EQUIPMENT 1 | 21 | 42 | 736.9126 | 0 | 0.2 | 0 | 0.8 | ELECTRIC EQUIPMENT#3NP:OFF4#05
15 | 16 | 3NP:OFF5 EQUIPMENT 1 | 22 | 42 | 586.1907 | 0 | 0.2 | 0 | 0.8 | ELECTRIC EQUIPMENT#3NP:OFF5#05
16 | 17 | 3NP:OFF6 EQUIPMENT 1 | 23 | 42 | 430.5584 | 0 | 0.2 | 0 | 0.8 | ELECTRIC EQUIPMENT#3NP:OFF6#05
17 | 18 | 3NP:WC EQUIPMENT 1 | 24 | 36 | 34.1952 | 0 | 0.2 | 0 | 0.8 | ELECTRIC EQUIPMENT#3NP:WC#05
18 | 19 | 3NP:OFF7 EQUIPMENT 1 | 25 | 42 | 122.3692 | 0 | 0.2 | 0 | 0.8 | ELECTRIC EQUIPMENT#3NP:OFF7#05
19 | 20 | 3NP:OFF EQUIPMENT 1 | 26 | 42 | 404.7185 | 0 | 0.2 | 0 | 0.8 | ELECTRIC EQUIPMENT#3NP:OFF#05
20 | 21 | 4NP:CORR1 EQUIPMENT 1 | 27 | 32 | 40.8506 | 0 | 0.2 | 0 | 0.8 | ELECTRIC EQUIPMENT#4NP:CORR1#05
21 | 22 | 4NP:CORR2 EQUIPMENT 1 | 28 | 32 | 38.6247 | 0 | 0.2 | 0 | 0.8 | ELECTRIC EQUIPMENT#4NP:CORR2#05
22 | 23 | 4NP:MECH1 EQUIPMENT 1 | 29 | 39 | 609 | 0 | 0.2 | 0 | 0.8 | ELECTRIC EQUIPMENT#4NP:MECH1#05
23 | 24 | 4NP:WC1 EQUIPMENT 1 | 30 | 36 | 95.352 | 0 | 0.2 | 0 | 0.8 | ELECTRIC EQUIPMENT#4NP:WC1#05
24 | 25 | 4NP:CORR3 EQUIPMENT 1 | 31 | 32 | 144.6937 | 0 | 0.2 | 0 | 0.8 | ELECTRIC EQUIPMENT#4NP:CORR3#05
25 | 26 | 4NP:CORR4 EQUIPMENT 1 | 33 | 32 | 78.144 | 0 | 0.2 | 0 | 0.8 | ELECTRIC EQUIPMENT#4NP:CORR4#05
26 | 27 | 4NP:OFF1 EQUIPMENT 1 | 34 | 42 | 1024.3996 | 0 | 0.2 | 0 | 0.8 | ELECTRIC EQUIPMENT#4NP:OFF1#05
27 | 28 | 4NP:CORR5 EQUIPMENT 1 | 37 | 32 | 110.0393 | 0 | 0.2 | 0 | 0.8 | ELECTRIC EQUIPMENT#4NP:CORR5#05
28 | 29 | 4NP:KITCH EQUIPMENT 1 | 40 | 44 | 506.88 | 0 | 0.2 | 0 | 0.8 | ELECTRIC EQUIPMENT#4NP:KITCH#05
29 | 30 | 4NP:WC2 EQUIPMENT 1 | 41 | 36 | 76.72 | 0 | 0.2 | 0 | 0.8 | ELECTRIC EQUIPMENT#4NP:WC2#05
30 | 31 | 4NP:OFF2 EQUIPMENT 1 | 42 | 42 | 236.1144 | 0 | 0.2 | 0 | 0.8 | ELECTRIC EQUIPMENT#4NP:OFF2#05
31 | 32 | 4NP:OFF3 EQUIPMENT 1 | 43 | 42 | 184.0828 | 0 | 0.2 | 0 | 0.8 | ELECTRIC EQUIPMENT#4NP:OFF3#05
32 | 33 | 4NP:OFF4 EQUIPMENT 1 | 44 | 42 | 262.3462 | 0 | 0.2 | 0 | 0.8 | ELECTRIC EQUIPMENT#4NP:OFF4#05
33 | 34 | 4NP:WC3 EQUIPMENT 1 | 45 | 36 | 26.5232 | 0 | 0.2 | 0 | 0.8 | ELECTRIC EQUIPMENT#4NP:WC3#05
34 | 35 | 4NP:MECH EQUIPMENT 1 | 46 | 39 | 682.5 | 0 | 0.2 | 0 | 0.8 | ELECTRIC EQUIPMENT#4NP:MECH#05
35 | 36 | 4NP:CORR6 EQUIPMENT 1 | 47 | 32 | 103.435 | 0 | 0.2 | 0 | 0.8 | ELECTRIC EQUIPMENT#4NP:CORR6#05
36 | 37 | 4NP:OFFICE EQUIPMENT 1 | 48 | 42 | 294.25 | 0 | 0.2 | 0 | 0.8 | ELECTRIC EQUIPMENT#4NP:OFFICE#05
37 | 38 | 4NP:OFF5 EQUIPMENT 1 | 49 | 42 | 249.8536 | 0 | 0.2 | 0 | 0.8 | ELECTRIC EQUIPMENT#4NP:OFF5#05
38 | 39 | 4NP:WC EQUIPMENT 1 | 51 | 36 | 104.12 | 0 | 0.2 | 0 | 0.8 | ELECTRIC EQUIPMENT#4NP:WC#05
39 | 40 | 4NP:CORR EQUIPMENT 1 | 52 | 32 | 69.9663 | 0 | 0.2 | 0 | 0.8 | ELECTRIC EQUIPMENT#4NP:CORR#05
40 | 41 | 4NP:OFF6 EQUIPMENT 1 | 53 | 42 | 108.6136 | 0 | 0.2 | 0 | 0.8 | ELECTRIC EQUIPMENT#4NP:OFF6#05
41 | 42 | 4NP:OFF7 EQUIPMENT 1 | 54 | 42 | 332.4083 | 0 | 0.2 | 0 | 0.8 | ELECTRIC EQUIPMENT#4NP:OFF7#05
42 | 43 | 4NP:OFF8 EQUIPMENT 1 | 55 | 42 | 493.8974 | 0 | 0.2 | 0 | 0.8 | ELECTRIC EQUIPMENT#4NP:OFF8#05
43 | 44 | 4NP:OFF9 EQUIPMENT 1 | 56 | 42 | 699.2439 | 0 | 0.2 | 0 | 0.8 | ELECTRIC EQUIPMENT#4NP:OFF9#05
44 | 45 | 4NP:LOBBY EQUIPMENT 1 | 57 | 32 | 94.0714 | 0 | 0.2 | 0 | 0.8 | ELECTRIC EQUIPMENT#4NP:LOBBY#05
45 | 46 | 4NP:OFF EQUIPMENT 1 | 58 | 42 | 1108.8034 | 0 | 0.2 | 0 | 0.8 | ELECTRIC EQUIPMENT#4NP:OFF#05
46 | 47 | 5NP:CORR1 EQUIPMENT 1 | 59 | 32 | 40.8506 | 0 | 0.2 | 0 | 0.8 | ELECTRIC EQUIPMENT#5NP:CORR1#05
47 | 48 | 5NP:CORR2 EQUIPMENT 1 | 60 | 32 | 38.6247 | 0 | 0.2 | 0 | 0.8 | ELECTRIC EQUIPMENT#5NP:CORR2#05
48 | 49 | 5NP:MECH1 EQUIPMENT 1 | 61 | 39 | 609 | 0 | 0.2 | 0 | 0.8 | ELECTRIC EQUIPMENT#5NP:MECH1#05
49 | 50 | 5NP:WC1 EQUIPMENT 1 | 62 | 36 | 95.352 | 0 | 0.2 | 0 | 0.8 | ELECTRIC EQUIPMENT#5NP:WC1#05
50 | 51 | 5NP:CORR3 EQUIPMENT 1 | 63 | 32 | 144.6937 | 0 | 0.2 | 0 | 0.8 | ELECTRIC EQUIPMENT#5NP:CORR3#05
51 | 52 | 5NP:CORR4 EQUIPMENT 1 | 65 | 32 | 78.144 | 0 | 0.2 | 0 | 0.8 | ELECTRIC EQUIPMENT#5NP:CORR4#05
52 | 53 | 5NP:OFF1 EQUIPMENT 1 | 66 | 42 | 1024.3996 | 0 | 0.2 | 0 | 0.8 | ELECTRIC EQUIPMENT#5NP:OFF1#05
53 | 54 | 5NP:CORR5 EQUIPMENT 1 | 69 | 32 | 110.0393 | 0 | 0.2 | 0 | 0.8 | ELECTRIC EQUIPMENT#5NP:CORR5#05
54 | 55 | 5NP:KITCH EQUIPMENT 1 | 72 | 44 | 506.88 | 0 | 0.2 | 0 | 0.8 | ELECTRIC EQUIPMENT#5NP:KITCH#05
55 | 56 | 5NP:WC2 EQUIPMENT 1 | 73 | 36 | 76.72 | 0 | 0.2 | 0 | 0.8 | ELECTRIC EQUIPMENT#5NP:WC2#05
56 | 57 | 5NP:OFF2 EQUIPMENT 1 | 74 | 42 | 236.1144 | 0 | 0.2 | 0 | 0.8 | ELECTRIC EQUIPMENT#5NP:OFF2#05
57 | 58 | 5NP:OFF3 EQUIPMENT 1 | 75 | 42 | 184.0828 | 0 | 0.2 | 0 | 0.8 | ELECTRIC EQUIPMENT#5NP:OFF3#05
58 | 59 | 5NP:OFF4 EQUIPMENT 1 | 76 | 42 | 262.3462 | 0 | 0.2 | 0 | 0.8 | ELECTRIC EQUIPMENT#5NP:OFF4#05
59 | 60 | 5NP:WC3 EQUIPMENT 1 | 77 | 36 | 26.5232 | 0 | 0.2 | 0 | 0.8 | ELECTRIC EQUIPMENT#5NP:WC3#05
60 | 61 | 5NP:MECH EQUIPMENT 1 | 78 | 39 | 682.5 | 0 | 0.2 | 0 | 0.8 | ELECTRIC EQUIPMENT#5NP:MECH#05
61 | 62 | 5NP:CORR6 EQUIPMENT 1 | 79 | 32 | 103.435 | 0 | 0.2 | 0 | 0.8 | ELECTRIC EQUIPMENT#5NP:CORR6#05
62 | 63 | 5NP:OFFICE EQUIPMENT 1 | 80 | 42 | 294.25 | 0 | 0.2 | 0 | 0.8 | ELECTRIC EQUIPMENT#5NP:OFFICE#05
63 | 64 | 5NP:OFF8 EQUIPMENT 1 | 81 | 42 | 249.8536 | 0 | 0.2 | 0 | 0.8 | ELECTRIC EQUIPMENT#5NP:OFF8#05
64 | 65 | 5NP:WC EQUIPMENT 1 | 83 | 36 | 104.12 | 0 | 0.2 | 0 | 0.8 | ELECTRIC EQUIPMENT#5NP:WC#05
65 | 66 | 5NP:CORR EQUIPMENT 1 | 84 | 32 | 69.9663 | 0 | 0.2 | 0 | 0.8 | ELECTRIC EQUIPMENT#5NP:CORR#05
66 | 67 | 5NP:OFFICETYPE2 EQUIPMENT 1 | 85 | 42 | 108.6136 | 0 | 0.2 | 0 | 0.8 | ELECTRIC EQUIPMENT#5NP:OFFICETYPE2#05
67 | 68 | 5NP:OFF7 EQUIPMENT 1 | 86 | 42 | 332.4083 | 0 | 0.2 | 0 | 0.8 | ELECTRIC EQUIPMENT#5NP:OFF7#05
68 | 69 | 5NP:OFF5 EQUIPMENT 1 | 87 | 42 | 493.8974 | 0 | 0.2 | 0 | 0.8 | ELECTRIC EQUIPMENT#5NP:OFF5#05
69 | 70 | 5NP:OFF9 EQUIPMENT 1 | 88 | 42 | 699.2439 | 0 | 0.2 | 0 | 0.8 | ELECTRIC EQUIPMENT#5NP:OFF9#05
70 | 71 | 5NP:LOBBY EQUIPMENT 1 | 89 | 32 | 94.0714 | 0 | 0.2 | 0 | 0.8 | ELECTRIC EQUIPMENT#5NP:LOBBY#05
71 | 72 | 5NP:OFF EQUIPMENT 1 | 90 | 42 | 1108.8034 | 0 | 0.2 | 0 | 0.8 | ELECTRIC EQUIPMENT#5NP:OFF#05
72 | 73 | 6NP:OFF1 EQUIPMENT 1 | 91 | 42 | 1108.8034 | 0 | 0.2 | 0 | 0.8 | ELECTRIC EQUIPMENT#6NP:OFF1#05
73 | 74 | 6NP:CORR1 EQUIPMENT 1 | 92 | 32 | 103.435 | 0 | 0.2 | 0 | 0.8 | ELECTRIC EQUIPMENT#6NP:CORR1#05
74 | 75 | 6NP:OFF2 EQUIPMENT 1 | 93 | 42 | 249.8536 | 0 | 0.2 | 0 | 0.8 | ELECTRIC EQUIPMENT#6NP:OFF2#05
75 | 76 | 6NP:OFF3 EQUIPMENT 1 | 94 | 42 | 1024.3996 | 0 | 0.2 | 0 | 0.8 | ELECTRIC EQUIPMENT#6NP:OFF3#05
76 | 77 | 6NP:OFF4 EQUIPMENT 1 | 95 | 42 | 262.3462 | 0 | 0.2 | 0 | 0.8 | ELECTRIC EQUIPMENT#6NP:OFF4#05
77 | 78 | 6NP:LOBBY EQUIPMENT 1 | 96 | 32 | 94.0714 | 0 | 0.2 | 0 | 0.8 | ELECTRIC EQUIPMENT#6NP:LOBBY#05
78 | 79 | 6NP:OFF5 EQUIPMENT 1 | 97 | 42 | 699.2439 | 0 | 0.2 | 0 | 0.8 | ELECTRIC EQUIPMENT#6NP:OFF5#05
79 | 80 | 6NP:CORR2 EQUIPMENT 1 | 98 | 32 | 40.8506 | 0 | 0.2 | 0 | 0.8 | ELECTRIC EQUIPMENT#6NP:CORR2#05
80 | 81 | 6NP:CORR3 EQUIPMENT 1 | 100 | 32 | 38.6247 | 0 | 0.2 | 0 | 0.8 | ELECTRIC EQUIPMENT#6NP:CORR3#05
81 | 82 | 6NP:CORR4 EQUIPMENT 1 | 101 | 32 | 144.6937 | 0 | 0.2 | 0 | 0.8 | ELECTRIC EQUIPMENT#6NP:CORR4#05
82 | 83 | 6NP:CORR5 EQUIPMENT 1 | 102 | 32 | 78.144 | 0 | 0.2 | 0 | 0.8 | ELECTRIC EQUIPMENT#6NP:CORR5#05
83 | 84 | 6NP:MECH1 EQUIPMENT 1 | 103 | 39 | 609 | 0 | 0.2 | 0 | 0.8 | ELECTRIC EQUIPMENT#6NP:MECH1#05
84 | 85 | 6NP:WC1 EQUIPMENT 1 | 104 | 36 | 95.352 | 0 | 0.2 | 0 | 0.8 | ELECTRIC EQUIPMENT#6NP:WC1#05
85 | 86 | 6NP:CORR6 EQUIPMENT 1 | 107 | 32 | 110.0393 | 0 | 0.2 | 0 | 0.8 | ELECTRIC EQUIPMENT#6NP:CORR6#05
86 | 87 | 6NP:KITCH EQUIPMENT 1 | 110 | 44 | 506.88 | 0 | 0.2 | 0 | 0.8 | ELECTRIC EQUIPMENT#6NP:KITCH#05
87 | 88 | 6NP:WC2 EQUIPMENT 1 | 111 | 36 | 76.72 | 0 | 0.2 | 0 | 0.8 | ELECTRIC EQUIPMENT#6NP:WC2#05
88 | 89 | 6NP:OFFICETYPE3CT EQUIPMENT 1 | 112 | 42 | 236.1144 | 0 | 0.2 | 0 | 0.8 | ELECTRIC EQUIPMENT#6NP:OFFICETYPE3CT#05
89 | 90 | 6NP:WC3 EQUIPMENT 1 | 113 | 36 | 26.5232 | 0 | 0.2 | 0 | 0.8 | ELECTRIC EQUIPMENT#6NP:WC3#05
90 | 91 | 6NP:OFF7 EQUIPMENT 1 | 114 | 42 | 184.0828 | 0 | 0.2 | 0 | 0.8 | ELECTRIC EQUIPMENT#6NP:OFF7#05
91 | 92 | 6NP:MECH EQUIPMENT 1 | 115 | 39 | 682.5 | 0 | 0.2 | 0 | 0.8 | ELECTRIC EQUIPMENT#6NP:MECH#05
92 | 93 | 6NP:OFFICE EQUIPMENT 1 | 116 | 42 | 294.25 | 0 | 0.2 | 0 | 0.8 | ELECTRIC EQUIPMENT#6NP:OFFICE#05
93 | 94 | 6NP:WC EQUIPMENT 1 | 118 | 36 | 104.12 | 0 | 0.2 | 0 | 0.8 | ELECTRIC EQUIPMENT#6NP:WC#05
94 | 95 | 6NP:CORR EQUIPMENT 1 | 119 | 32 | 69.9663 | 0 | 0.2 | 0 | 0.8 | ELECTRIC EQUIPMENT#6NP:CORR#05
95 | 96 | 6NP:OFF8 EQUIPMENT 1 | 120 | 42 | 108.6136 | 0 | 0.2 | 0 | 0.8 | ELECTRIC EQUIPMENT#6NP:OFF8#05
96 | 97 | 6NP:OFF9 EQUIPMENT 1 | 121 | 42 | 332.4083 | 0 | 0.2 | 0 | 0.8 | ELECTRIC EQUIPMENT#6NP:OFF9#05
97 | 98 | 6NP:OFFICETYPE3CT/1 EQUIPMENT 1 | 122 | 42 | 493.8974 | 0 | 0.2 | 0 | 0.8 | ELECTRIC EQUIPMENT#6NP:OFFICETYPE3CT/1#05
98 | 99 | 7NP:MECH EQUIPMENT 1 | 123 | 39 | 10784.5185 | 0 | 0.2 | 0 | 0.8 | ELECTRIC EQUIPMENT#7NP:MECH#05

## ConstructionLayers
| ConstructionIndex | LayerIndex | MaterialIndex
0 | 1 | 1 | 12
1 | 2 | 1 | 13
2 | 3 | 1 | 1
3 | 4 | 1 | 1
4 | 5 | 1 | 1
5 | 6 | 1 | 1
6 | 7 | 1 | 2
7 | 7 | 2 | 3
8 | 7 | 3 | 2
9 | 8 | 1 | 2
10 | 8 | 2 | 3
11 | 8 | 3 | 2
12 | 9 | 1 | 4
13 | 9 | 2 | 5
14 | 9 | 3 | 6
15 | 10 | 1 | 6
16 | 10 | 2 | 5
17 | 10 | 3 | 4
18 | 11 | 1 | 7
19 | 11 | 2 | 8
20 | 11 | 3 | 9
21 | 11 | 4 | 4
22 | 12 | 1 | 4
23 | 12 | 2 | 9
24 | 12 | 3 | 8
25 | 12 | 4 | 7
26 | 13 | 1 | 10
27 | 13 | 2 | 11
28 | 14 | 1 | 11
29 | 14 | 2 | 10
30 | 15 | 1 | 15
31 | 15 | 2 | 17
32 | 15 | 3 | 14
33 | 15 | 4 | 17
34 | 15 | 5 | 16

## NominalInfiltration
| NominalInfiltrationIndex | ObjectName | ZoneIndex | ScheduleIndex | DesignLevel
0 | 1 | 3NP:CORR1 INFILTRATION | 1 | 8 | 0.002123
1 | 2 | 3NP:CORR2 INFILTRATION | 2 | 8 | 0.009819
2 | 3 | 3NP:CORR3 INFILTRATION | 3 | 8 | 0.006734
3 | 4 | 3NP:OFF1 INFILTRATION | 4 | 8 | 0.008039
4 | 5 | 3NP:STORE1 INFILTRATION | 5 | 8 | 0.000926
5 | 6 | 3NP:WC1 INFILTRATION | 6 | 8 | 0.001595
6 | 7 | 3NP:WC2 INFILTRATION | 7 | 8 | 0.001293
7 | 8 | 3NP:SHAFT1 INFILTRATION | 8 | 8 | 0.002256
8 | 9 | 3NP:STORE INFILTRATION | 9 | 8 | 0.000831
9 | 10 | 3NP:MECH INFILTRATION | 10 | 8 | 0.000842
10 | 11 | 3NP:CORR4 INFILTRATION | 11 | 8 | 0.001714
11 | 12 | 3NP:WC3 INFILTRATION | 12 | 8 | 0.001663
12 | 13 | 3NP:CORR INFILTRATION | 13 | 8 | 0.002039
13 | 14 | 3NP:SHAFT2 INFILTRATION | 14 | 8 | 0.000462
14 | 15 | 3NP:SHAFT3 INFILTRATION | 15 | 8 | 0.001354
15 | 16 | 3NP:OFF2 INFILTRATION | 16 | 8 | 0.001863
16 | 17 | 3NP:LOBBY INFILTRATION | 17 | 8 | 0.006654
17 | 18 | 3NP:OFF3 INFILTRATION | 18 | 8 | 0.00504
18 | 19 | 3NP:SHAFT INFILTRATION | 19 | 8 | 0.000369
19 | 20 | 3NP:WC4 INFILTRATION | 20 | 8 | 0.001755
20 | 21 | 3NP:OFF4 INFILTRATION | 21 | 8 | 0.005783
21 | 22 | 3NP:OFF5 INFILTRATION | 22 | 8 | 0.0046
22 | 23 | 3NP:OFF6 INFILTRATION | 23 | 8 | 0.003379
23 | 24 | 3NP:WC INFILTRATION | 24 | 8 | 0.000576
24 | 25 | 3NP:OFF7 INFILTRATION | 25 | 8 | 0.00096
25 | 26 | 3NP:OFF INFILTRATION | 26 | 8 | 0.003176
26 | 27 | 4NP:CORR1 INFILTRATION | 27 | 8 | 0.002039
27 | 28 | 4NP:CORR2 INFILTRATION | 28 | 8 | 0.001928
28 | 29 | 4NP:MECH1 INFILTRATION | 29 | 8 | 0.001071
29 | 30 | 4NP:WC1 INFILTRATION | 30 | 8 | 0.001607
30 | 31 | 4NP:CORR3 INFILTRATION | 31 | 8 | 0.007224
31 | 32 | 4NP:SHAFT1 INFILTRATION | 32 | 8 | 0.000462
32 | 33 | 4NP:CORR4 INFILTRATION | 33 | 8 | 0.003901
33 | 34 | 4NP:OFF1 INFILTRATION | 34 | 8 | 0.008039
34 | 35 | 4NP:SHAFT2 INFILTRATION | 35 | 8 | 0.001354
35 | 36 | 4NP:SHAFT3 INFILTRATION | 36 | 8 | 0.002177
36 | 37 | 4NP:CORR5 INFILTRATION | 37 | 8 | 0.005494
37 | 38 | 4NP:STORE INFILTRATION | 38 | 8 | 0.000776
38 | 39 | 4NP:SHAFT4 INFILTRATION | 39 | 8 | 0.000163
39 | 40 | 4NP:KITCH INFILTRATION | 40 | 8 | 0.001108
40 | 41 | 4NP:WC2 INFILTRATION | 41 | 8 | 0.001293
41 | 42 | 4NP:OFF2 INFILTRATION | 42 | 8 | 0.001853
42 | 43 | 4NP:OFF3 INFILTRATION | 43 | 8 | 0.001445
43 | 44 | 4NP:OFF4 INFILTRATION | 44 | 8 | 0.002059
44 | 45 | 4NP:WC3 INFILTRATION | 45 | 8 | 0.000447
45 | 46 | 4NP:MECH INFILTRATION | 46 | 8 | 0.001201
46 | 47 | 4NP:CORR6 INFILTRATION | 47 | 8 | 0.005164
47 | 48 | 4NP:OFFICE INFILTRATION | 48 | 8 | 0.002309
48 | 49 | 4NP:OFF5 INFILTRATION | 49 | 8 | 0.001961
49 | 50 | 4NP:SHAFT INFILTRATION | 50 | 8 | 0.000369
50 | 51 | 4NP:WC INFILTRATION | 51 | 8 | 0.001755
51 | 52 | 4NP:CORR INFILTRATION | 52 | 8 | 0.003493
52 | 53 | 4NP:OFF6 INFILTRATION | 53 | 8 | 0.000852
53 | 54 | 4NP:OFF7 INFILTRATION | 54 | 8 | 0.002608
54 | 55 | 4NP:OFF8 INFILTRATION | 55 | 8 | 0.003876
55 | 56 | 4NP:OFF9 INFILTRATION | 56 | 8 | 0.005487
56 | 57 | 4NP:LOBBY INFILTRATION | 57 | 8 | 0.004697
57 | 58 | 4NP:OFF INFILTRATION | 58 | 8 | 0.008701
58 | 59 | 5NP:CORR1 INFILTRATION | 59 | 8 | 0.002039
59 | 60 | 5NP:CORR2 INFILTRATION | 60 | 8 | 0.001928
60 | 61 | 5NP:MECH1 INFILTRATION | 61 | 8 | 0.001071
61 | 62 | 5NP:WC1 INFILTRATION | 62 | 8 | 0.001607
62 | 63 | 5NP:CORR3 INFILTRATION | 63 | 8 | 0.007224
63 | 64 | 5NP:SHAFT1 INFILTRATION | 64 | 8 | 0.000462
64 | 65 | 5NP:CORR4 INFILTRATION | 65 | 8 | 0.003901
65 | 66 | 5NP:OFF1 INFILTRATION | 66 | 8 | 0.008039
66 | 67 | 5NP:SHAFT2 INFILTRATION | 67 | 8 | 0.001354
67 | 68 | 5NP:SHAFT3 INFILTRATION | 68 | 8 | 0.002177
68 | 69 | 5NP:CORR5 INFILTRATION | 69 | 8 | 0.005494
69 | 70 | 5NP:STORE INFILTRATION | 70 | 8 | 0.000776
70 | 71 | 5NP:SHAFT4 INFILTRATION | 71 | 8 | 0.000163
71 | 72 | 5NP:KITCH INFILTRATION | 72 | 8 | 0.001108
72 | 73 | 5NP:WC2 INFILTRATION | 73 | 8 | 0.001293
73 | 74 | 5NP:OFF2 INFILTRATION | 74 | 8 | 0.001853
74 | 75 | 5NP:OFF3 INFILTRATION | 75 | 8 | 0.001445
75 | 76 | 5NP:OFF4 INFILTRATION | 76 | 8 | 0.002059
76 | 77 | 5NP:WC3 INFILTRATION | 77 | 8 | 0.000447
77 | 78 | 5NP:MECH INFILTRATION | 78 | 8 | 0.001201
78 | 79 | 5NP:CORR6 INFILTRATION | 79 | 8 | 0.005164
79 | 80 | 5NP:OFFICE INFILTRATION | 80 | 8 | 0.002309
80 | 81 | 5NP:OFF8 INFILTRATION | 81 | 8 | 0.001961
81 | 82 | 5NP:SHAFT INFILTRATION | 82 | 8 | 0.000369
82 | 83 | 5NP:WC INFILTRATION | 83 | 8 | 0.001755
83 | 84 | 5NP:CORR INFILTRATION | 84 | 8 | 0.003493
84 | 85 | 5NP:OFFICETYPE2 INFILTRATION | 85 | 8 | 0.000852
85 | 86 | 5NP:OFF7 INFILTRATION | 86 | 8 | 0.002608
86 | 87 | 5NP:OFF5 INFILTRATION | 87 | 8 | 0.003876
87 | 88 | 5NP:OFF9 INFILTRATION | 88 | 8 | 0.005487
88 | 89 | 5NP:LOBBY INFILTRATION | 89 | 8 | 0.004697
89 | 90 | 5NP:OFF INFILTRATION | 90 | 8 | 0.008701
90 | 91 | 6NP:OFF1 INFILTRATION | 91 | 8 | 0.009159
91 | 92 | 6NP:CORR1 INFILTRATION | 92 | 8 | 0.005436
92 | 93 | 6NP:OFF2 INFILTRATION | 93 | 8 | 0.002064
93 | 94 | 6NP:OFF3 INFILTRATION | 94 | 8 | 0.008462
94 | 95 | 6NP:OFF4 INFILTRATION | 95 | 8 | 0.002167
95 | 96 | 6NP:LOBBY INFILTRATION | 96 | 8 | 0.004944
96 | 97 | 6NP:OFF5 INFILTRATION | 97 | 8 | 0.005776
97 | 98 | 6NP:CORR2 INFILTRATION | 98 | 8 | 0.002147
98 | 99 | 6NP:SHAFT1 INFILTRATION | 99 | 8 | 0.001425
99 | 100 | 6NP:CORR3 INFILTRATION | 100 | 8 | 0.00203
100 | 101 | 6NP:CORR4 INFILTRATION | 101 | 8 | 0.007604
101 | 102 | 6NP:CORR5 INFILTRATION | 102 | 8 | 0.004107
102 | 103 | 6NP:MECH1 INFILTRATION | 103 | 8 | 0.001128
103 | 104 | 6NP:WC1 INFILTRATION | 104 | 8 | 0.001692
104 | 105 | 6NP:SHAFT2 INFILTRATION | 105 | 8 | 0.000486
105 | 106 | 6NP:SHAFT3 INFILTRATION | 106 | 8 | 0.002291
106 | 107 | 6NP:CORR6 INFILTRATION | 107 | 8 | 0.005783
107 | 108 | 6NP:STORE INFILTRATION | 108 | 8 | 0.000817
108 | 109 | 6NP:SHAFT4 INFILTRATION | 109 | 8 | 0.000171
109 | 110 | 6NP:KITCH INFILTRATION | 110 | 8 | 0.001167
110 | 111 | 6NP:WC2 INFILTRATION | 111 | 8 | 0.001361
111 | 112 | 6NP:OFFICETYPE3CT INFILTRATION | 112 | 8 | 0.00195
112 | 113 | 6NP:WC3 INFILTRATION | 113 | 8 | 0.000471
113 | 114 | 6NP:OFF7 INFILTRATION | 114 | 8 | 0.001521
114 | 115 | 6NP:MECH INFILTRATION | 115 | 8 | 0.001264
115 | 116 | 6NP:OFFICE INFILTRATION | 116 | 8 | 0.002431
116 | 117 | 6NP:SHAFT INFILTRATION | 117 | 8 | 0.000389
117 | 118 | 6NP:WC INFILTRATION | 118 | 8 | 0.001847
118 | 119 | 6NP:CORR INFILTRATION | 119 | 8 | 0.003677
119 | 120 | 6NP:OFF8 INFILTRATION | 120 | 8 | 0.000897
120 | 121 | 6NP:OFF9 INFILTRATION | 121 | 8 | 0.002746
121 | 122 | 6NP:OFFICETYPE3CT/1 INFILTRATION | 122 | 8 | 0.00408
122 | 123 | 7NP:MECH INFILTRATION | 123 | 8 | 0.019971

## NominalLighting
| NominalLightingIndex | ObjectName | ZoneIndex | ScheduleIndex | DesignLevel | FractionReturnAir | FractionRadiant | FractionShortWave | FractionReplaceable | FractionConvected | EndUseSubcategory
0 | 1 | 3NP:CORR1 GENERAL LIGHTING | 1 | 31 | 124.1179 | 0 | 0.42 | 0.18 | 1 | 0.4 | ELECTRIC EQUIPMENT#3NP:CORR1#GeneralLights
1 | 2 | 3NP:CORR2 GENERAL LIGHTING | 2 | 31 | 574.0578 | 0 | 0.42 | 0.18 | 1 | 0.4 | ELECTRIC EQUIPMENT#3NP:CORR2#GeneralLights
2 | 3 | 3NP:CORR3 GENERAL LIGHTING | 3 | 31 | 393.6881 | 0 | 0.42 | 0.18 | 1 | 0.4 | ELECTRIC EQUIPMENT#3NP:CORR3#GeneralLights
3 | 4 | 3NP:OFF1 GENERAL LIGHTING | 4 | 43 | 870.348 | 0 | 0.42 | 0.18 | 1 | 0.4 | ELECTRIC EQUIPMENT#3NP:OFF1#GeneralLights
4 | 5 | 3NP:STORE1 GENERAL LIGHTING | 5 | 34 | 90.2331 | 0 | 0.42 | 0.18 | 1 | 0.4 | ELECTRIC EQUIPMENT#3NP:STORE1#GeneralLights
5 | 6 | 3NP:WC1 GENERAL LIGHTING | 6 | 37 | 207.1788 | 0 | 0.42 | 0.18 | 1 | 0.4 | ELECTRIC EQUIPMENT#3NP:WC1#GeneralLights
6 | 7 | 3NP:WC2 GENERAL LIGHTING | 7 | 37 | 168 | 0 | 0.42 | 0.18 | 1 | 0.4 | ELECTRIC EQUIPMENT#3NP:WC2#GeneralLights
7 | 8 | 3NP:STORE GENERAL LIGHTING | 9 | 34 | 81 | 0 | 0.42 | 0.18 | 1 | 0.4 | ELECTRIC EQUIPMENT#3NP:STORE#GeneralLights
8 | 9 | 3NP:MECH GENERAL LIGHTING | 10 | 40 | 145.8912 | 0 | 0.42 | 0.18 | 1 | 0.4 | ELECTRIC EQUIPMENT#3NP:MECH#GeneralLights
9 | 10 | 3NP:CORR4 GENERAL LIGHTING | 11 | 31 | 100.224 | 0 | 0.42 | 0.18 | 1 | 0.4 | ELECTRIC EQUIPMENT#3NP:CORR4#GeneralLights
10 | 11 | 3NP:WC3 GENERAL LIGHTING | 12 | 37 | 216 | 0 | 0.42 | 0.18 | 1 | 0.4 | ELECTRIC EQUIPMENT#3NP:WC3#GeneralLights
11 | 12 | 3NP:CORR GENERAL LIGHTING | 13 | 31 | 119.2396 | 0 | 0.42 | 0.18 | 1 | 0.4 | ELECTRIC EQUIPMENT#3NP:CORR#GeneralLights
12 | 13 | 3NP:OFF2 GENERAL LIGHTING | 16 | 43 | 201.666 | 0 | 0.42 | 0.18 | 1 | 0.4 | ELECTRIC EQUIPMENT#3NP:OFF2#GeneralLights
13 | 14 | 3NP:LOBBY GENERAL LIGHTING | 17 | 31 | 720.454 | 0 | 0.42 | 0.18 | 1 | 0.4 | ELECTRIC EQUIPMENT#3NP:LOBBY#GeneralLights
14 | 15 | 3NP:OFF3 GENERAL LIGHTING | 18 | 43 | 545.662 | 0 | 0.42 | 0.18 | 1 | 0.4 | ELECTRIC EQUIPMENT#3NP:OFF3#GeneralLights
15 | 16 | 3NP:WC4 GENERAL LIGHTING | 20 | 37 | 228 | 0 | 0.42 | 0.18 | 1 | 0.4 | ELECTRIC EQUIPMENT#3NP:WC4#GeneralLights
16 | 17 | 3NP:OFF4 GENERAL LIGHTING | 21 | 43 | 626.094 | 0 | 0.42 | 0.18 | 1 | 0.4 | ELECTRIC EQUIPMENT#3NP:OFF4#GeneralLights
17 | 18 | 3NP:OFF5 GENERAL LIGHTING | 22 | 43 | 498.038 | 0 | 0.42 | 0.18 | 1 | 0.4 | ELECTRIC EQUIPMENT#3NP:OFF5#GeneralLights
18 | 19 | 3NP:OFF6 GENERAL LIGHTING | 23 | 43 | 365.81 | 0 | 0.42 | 0.18 | 1 | 0.4 | ELECTRIC EQUIPMENT#3NP:OFF6#GeneralLights
19 | 20 | 3NP:WC GENERAL LIGHTING | 24 | 37 | 74.88 | 0 | 0.42 | 0.18 | 1 | 0.4 | ELECTRIC EQUIPMENT#3NP:WC#GeneralLights
20 | 21 | 3NP:OFF7 GENERAL LIGHTING | 25 | 43 | 103.967 | 0 | 0.42 | 0.18 | 1 | 0.4 | ELECTRIC EQUIPMENT#3NP:OFF7#GeneralLights
21 | 22 | 3NP:OFF GENERAL LIGHTING | 26 | 43 | 343.856 | 0 | 0.42 | 0.18 | 1 | 0.4 | ELECTRIC EQUIPMENT#3NP:OFF#GeneralLights
22 | 23 | 4NP:CORR1 GENERAL LIGHTING | 27 | 31 | 119.2396 | 0 | 0.42 | 0.18 | 1 | 0.4 | ELECTRIC EQUIPMENT#4NP:CORR1#GeneralLights
23 | 24 | 4NP:CORR2 GENERAL LIGHTING | 28 | 31 | 112.7423 | 0 | 0.42 | 0.18 | 1 | 0.4 | ELECTRIC EQUIPMENT#4NP:CORR2#GeneralLights
24 | 25 | 4NP:MECH1 GENERAL LIGHTING | 29 | 40 | 185.6 | 0 | 0.42 | 0.18 | 1 | 0.4 | ELECTRIC EQUIPMENT#4NP:MECH1#GeneralLights
25 | 26 | 4NP:WC1 GENERAL LIGHTING | 30 | 37 | 208.8 | 0 | 0.42 | 0.18 | 1 | 0.4 | ELECTRIC EQUIPMENT#4NP:WC1#GeneralLights
26 | 27 | 4NP:CORR3 GENERAL LIGHTING | 31 | 31 | 422.3491 | 0 | 0.42 | 0.18 | 1 | 0.4 | ELECTRIC EQUIPMENT#4NP:CORR3#GeneralLights
27 | 28 | 4NP:CORR4 GENERAL LIGHTING | 33 | 31 | 228.096 | 0 | 0.42 | 0.18 | 1 | 0.4 | ELECTRIC EQUIPMENT#4NP:CORR4#GeneralLights
28 | 29 | 4NP:OFF1 GENERAL LIGHTING | 34 | 43 | 870.348 | 0 | 0.42 | 0.18 | 1 | 0.4 | ELECTRIC EQUIPMENT#4NP:OFF1#GeneralLights
29 | 30 | 4NP:CORR5 GENERAL LIGHTING | 37 | 31 | 321.1958 | 0 | 0.42 | 0.18 | 1 | 0.4 | ELECTRIC EQUIPMENT#4NP:CORR5#GeneralLights
30 | 31 | 4NP:STORE GENERAL LIGHTING | 38 | 34 | 75.6 | 0 | 0.42 | 0.18 | 1 | 0.4 | ELECTRIC EQUIPMENT#4NP:STORE#GeneralLights
31 | 32 | 4NP:KITCH GENERAL LIGHTING | 40 | 45 | 156 | 0 | 0.42 | 0.18 | 1 | 0.4 | ELECTRIC EQUIPMENT#4NP:KITCH#GeneralLights
32 | 33 | 4NP:WC2 GENERAL LIGHTING | 41 | 37 | 168 | 0 | 0.42 | 0.18 | 1 | 0.4 | ELECTRIC EQUIPMENT#4NP:WC2#GeneralLights
33 | 34 | 4NP:OFF2 GENERAL LIGHTING | 42 | 43 | 200.607 | 0 | 0.42 | 0.18 | 1 | 0.4 | ELECTRIC EQUIPMENT#4NP:OFF2#GeneralLights
34 | 35 | 4NP:OFF3 GENERAL LIGHTING | 43 | 43 | 156.4 | 0 | 0.42 | 0.18 | 1 | 0.4 | ELECTRIC EQUIPMENT#4NP:OFF3#GeneralLights
35 | 36 | 4NP:OFF4 GENERAL LIGHTING | 44 | 43 | 222.894 | 0 | 0.42 | 0.18 | 1 | 0.4 | ELECTRIC EQUIPMENT#4NP:OFF4#GeneralLights
36 | 37 | 4NP:WC3 GENERAL LIGHTING | 45 | 37 | 58.08 | 0 | 0.42 | 0.18 | 1 | 0.4 | ELECTRIC EQUIPMENT#4NP:WC3#GeneralLights
37 | 38 | 4NP:MECH GENERAL LIGHTING | 46 | 40 | 208 | 0 | 0.42 | 0.18 | 1 | 0.4 | ELECTRIC EQUIPMENT#4NP:MECH#GeneralLights
38 | 39 | 4NP:CORR6 GENERAL LIGHTING | 47 | 31 | 301.9183 | 0 | 0.42 | 0.18 | 1 | 0.4 | ELECTRIC EQUIPMENT#4NP:CORR6#GeneralLights
39 | 40 | 4NP:OFFICE GENERAL LIGHTING | 48 | 43 | 250 | 0 | 0.42 | 0.18 | 1 | 0.4 | ELECTRIC EQUIPMENT#4NP:OFFICE#GeneralLights
40 | 41 | 4NP:OFF5 GENERAL LIGHTING | 49 | 43 | 212.28 | 0 | 0.42 | 0.18 | 1 | 0.4 | ELECTRIC EQUIPMENT#4NP:OFF5#GeneralLights
41 | 42 | 4NP:WC GENERAL LIGHTING | 51 | 37 | 228 | 0 | 0.42 | 0.18 | 1 | 0.4 | ELECTRIC EQUIPMENT#4NP:WC#GeneralLights
42 | 43 | 4NP:CORR GENERAL LIGHTING | 52 | 31 | 204.2258 | 0 | 0.42 | 0.18 | 1 | 0.4 | ELECTRIC EQUIPMENT#4NP:CORR#GeneralLights
43 | 44 | 4NP:OFF6 GENERAL LIGHTING | 53 | 43 | 92.28 | 0 | 0.42 | 0.18 | 1 | 0.4 | ELECTRIC EQUIPMENT#4NP:OFF6#GeneralLights
44 | 45 | 4NP:OFF7 GENERAL LIGHTING | 54 | 43 | 282.42 | 0 | 0.42 | 0.18 | 1 | 0.4 | ELECTRIC EQUIPMENT#4NP:OFF7#GeneralLights
45 | 46 | 4NP:OFF8 GENERAL LIGHTING | 55 | 43 | 419.624 | 0 | 0.42 | 0.18 | 1 | 0.4 | ELECTRIC EQUIPMENT#4NP:OFF8#GeneralLights
46 | 47 | 4NP:OFF9 GENERAL LIGHTING | 56 | 43 | 594.09 | 0 | 0.42 | 0.18 | 1 | 0.4 | ELECTRIC EQUIPMENT#4NP:OFF9#GeneralLights
47 | 48 | 4NP:LOBBY GENERAL LIGHTING | 57 | 31 | 508.494 | 0 | 0.42 | 0.18 | 1 | 0.4 | ELECTRIC EQUIPMENT#4NP:LOBBY#GeneralLights
48 | 49 | 4NP:OFF GENERAL LIGHTING | 58 | 43 | 942.059 | 0 | 0.42 | 0.18 | 1 | 0.4 | ELECTRIC EQUIPMENT#4NP:OFF#GeneralLights
49 | 50 | 5NP:CORR1 GENERAL LIGHTING | 59 | 31 | 119.2396 | 0 | 0.42 | 0.18 | 1 | 0.4 | ELECTRIC EQUIPMENT#5NP:CORR1#GeneralLights
50 | 51 | 5NP:CORR2 GENERAL LIGHTING | 60 | 31 | 112.7423 | 0 | 0.42 | 0.18 | 1 | 0.4 | ELECTRIC EQUIPMENT#5NP:CORR2#GeneralLights
51 | 52 | 5NP:MECH1 GENERAL LIGHTING | 61 | 40 | 185.6 | 0 | 0.42 | 0.18 | 1 | 0.4 | ELECTRIC EQUIPMENT#5NP:MECH1#GeneralLights
52 | 53 | 5NP:WC1 GENERAL LIGHTING | 62 | 37 | 208.8 | 0 | 0.42 | 0.18 | 1 | 0.4 | ELECTRIC EQUIPMENT#5NP:WC1#GeneralLights
53 | 54 | 5NP:CORR3 GENERAL LIGHTING | 63 | 31 | 422.3491 | 0 | 0.42 | 0.18 | 1 | 0.4 | ELECTRIC EQUIPMENT#5NP:CORR3#GeneralLights
54 | 55 | 5NP:CORR4 GENERAL LIGHTING | 65 | 31 | 228.096 | 0 | 0.42 | 0.18 | 1 | 0.4 | ELECTRIC EQUIPMENT#5NP:CORR4#GeneralLights
55 | 56 | 5NP:OFF1 GENERAL LIGHTING | 66 | 43 | 870.348 | 0 | 0.42 | 0.18 | 1 | 0.4 | ELECTRIC EQUIPMENT#5NP:OFF1#GeneralLights
56 | 57 | 5NP:CORR5 GENERAL LIGHTING | 69 | 31 | 321.1958 | 0 | 0.42 | 0.18 | 1 | 0.4 | ELECTRIC EQUIPMENT#5NP:CORR5#GeneralLights
57 | 58 | 5NP:STORE GENERAL LIGHTING | 70 | 34 | 75.6 | 0 | 0.42 | 0.18 | 1 | 0.4 | ELECTRIC EQUIPMENT#5NP:STORE#GeneralLights
58 | 59 | 5NP:KITCH GENERAL LIGHTING | 72 | 45 | 156 | 0 | 0.42 | 0.18 | 1 | 0.4 | ELECTRIC EQUIPMENT#5NP:KITCH#GeneralLights
59 | 60 | 5NP:WC2 GENERAL LIGHTING | 73 | 37 | 168 | 0 | 0.42 | 0.18 | 1 | 0.4 | ELECTRIC EQUIPMENT#5NP:WC2#GeneralLights
60 | 61 | 5NP:OFF2 GENERAL LIGHTING | 74 | 43 | 200.607 | 0 | 0.42 | 0.18 | 1 | 0.4 | ELECTRIC EQUIPMENT#5NP:OFF2#GeneralLights
61 | 62 | 5NP:OFF3 GENERAL LIGHTING | 75 | 43 | 156.4 | 0 | 0.42 | 0.18 | 1 | 0.4 | ELECTRIC EQUIPMENT#5NP:OFF3#GeneralLights
62 | 63 | 5NP:OFF4 GENERAL LIGHTING | 76 | 43 | 222.894 | 0 | 0.42 | 0.18 | 1 | 0.4 | ELECTRIC EQUIPMENT#5NP:OFF4#GeneralLights
63 | 64 | 5NP:WC3 GENERAL LIGHTING | 77 | 37 | 58.08 | 0 | 0.42 | 0.18 | 1 | 0.4 | ELECTRIC EQUIPMENT#5NP:WC3#GeneralLights
64 | 65 | 5NP:MECH GENERAL LIGHTING | 78 | 40 | 208 | 0 | 0.42 | 0.18 | 1 | 0.4 | ELECTRIC EQUIPMENT#5NP:MECH#GeneralLights
65 | 66 | 5NP:CORR6 GENERAL LIGHTING | 79 | 31 | 301.9183 | 0 | 0.42 | 0.18 | 1 | 0.4 | ELECTRIC EQUIPMENT#5NP:CORR6#GeneralLights
66 | 67 | 5NP:OFFICE GENERAL LIGHTING | 80 | 43 | 250 | 0 | 0.42 | 0.18 | 1 | 0.4 | ELECTRIC EQUIPMENT#5NP:OFFICE#GeneralLights
67 | 68 | 5NP:OFF8 GENERAL LIGHTING | 81 | 43 | 212.28 | 0 | 0.42 | 0.18 | 1 | 0.4 | ELECTRIC EQUIPMENT#5NP:OFF8#GeneralLights
68 | 69 | 5NP:WC GENERAL LIGHTING | 83 | 37 | 228 | 0 | 0.42 | 0.18 | 1 | 0.4 | ELECTRIC EQUIPMENT#5NP:WC#GeneralLights
69 | 70 | 5NP:CORR GENERAL LIGHTING | 84 | 31 | 204.2258 | 0 | 0.42 | 0.18 | 1 | 0.4 | ELECTRIC EQUIPMENT#5NP:CORR#GeneralLights
70 | 71 | 5NP:OFFICETYPE2 GENERAL LIGHTING | 85 | 43 | 92.28 | 0 | 0.42 | 0.18 | 1 | 0.4 | ELECTRIC EQUIPMENT#5NP:OFFICETYPE2#GeneralLights
71 | 72 | 5NP:OFF7 GENERAL LIGHTING | 86 | 43 | 282.42 | 0 | 0.42 | 0.18 | 1 | 0.4 | ELECTRIC EQUIPMENT#5NP:OFF7#GeneralLights
72 | 73 | 5NP:OFF5 GENERAL LIGHTING | 87 | 43 | 419.624 | 0 | 0.42 | 0.18 | 1 | 0.4 | ELECTRIC EQUIPMENT#5NP:OFF5#GeneralLights
73 | 74 | 5NP:OFF9 GENERAL LIGHTING | 88 | 43 | 594.09 | 0 | 0.42 | 0.18 | 1 | 0.4 | ELECTRIC EQUIPMENT#5NP:OFF9#GeneralLights
74 | 75 | 5NP:LOBBY GENERAL LIGHTING | 89 | 31 | 508.494 | 0 | 0.42 | 0.18 | 1 | 0.4 | ELECTRIC EQUIPMENT#5NP:LOBBY#GeneralLights
75 | 76 | 5NP:OFF GENERAL LIGHTING | 90 | 43 | 942.059 | 0 | 0.42 | 0.18 | 1 | 0.4 | ELECTRIC EQUIPMENT#5NP:OFF#GeneralLights
76 | 77 | 6NP:OFF1 GENERAL LIGHTING | 91 | 43 | 942.059 | 0 | 0.42 | 0.18 | 1 | 0.4 | ELECTRIC EQUIPMENT#6NP:OFF1#GeneralLights
77 | 78 | 6NP:CORR1 GENERAL LIGHTING | 92 | 31 | 301.9183 | 0 | 0.42 | 0.18 | 1 | 0.4 | ELECTRIC EQUIPMENT#6NP:CORR1#GeneralLights
78 | 79 | 6NP:OFF2 GENERAL LIGHTING | 93 | 43 | 212.28 | 0 | 0.42 | 0.18 | 1 | 0.4 | ELECTRIC EQUIPMENT#6NP:OFF2#GeneralLights
79 | 80 | 6NP:OFF3 GENERAL LIGHTING | 94 | 43 | 870.348 | 0 | 0.42 | 0.18 | 1 | 0.4 | ELECTRIC EQUIPMENT#6NP:OFF3#GeneralLights
80 | 81 | 6NP:OFF4 GENERAL LIGHTING | 95 | 43 | 222.894 | 0 | 0.42 | 0.18 | 1 | 0.4 | ELECTRIC EQUIPMENT#6NP:OFF4#GeneralLights
81 | 82 | 6NP:LOBBY GENERAL LIGHTING | 96 | 31 | 508.494 | 0 | 0.42 | 0.18 | 1 | 0.4 | ELECTRIC EQUIPMENT#6NP:LOBBY#GeneralLights
82 | 83 | 6NP:OFF5 GENERAL LIGHTING | 97 | 43 | 594.09 | 0 | 0.42 | 0.18 | 1 | 0.4 | ELECTRIC EQUIPMENT#6NP:OFF5#GeneralLights
83 | 84 | 6NP:CORR2 GENERAL LIGHTING | 98 | 31 | 119.2396 | 0 | 0.42 | 0.18 | 1 | 0.4 | ELECTRIC EQUIPMENT#6NP:CORR2#GeneralLights
84 | 85 | 6NP:CORR3 GENERAL LIGHTING | 100 | 31 | 112.7423 | 0 | 0.42 | 0.18 | 1 | 0.4 | ELECTRIC EQUIPMENT#6NP:CORR3#GeneralLights
85 | 86 | 6NP:CORR4 GENERAL LIGHTING | 101 | 31 | 422.3491 | 0 | 0.42 | 0.18 | 1 | 0.4 | ELECTRIC EQUIPMENT#6NP:CORR4#GeneralLights
86 | 87 | 6NP:CORR5 GENERAL LIGHTING | 102 | 31 | 228.096 | 0 | 0.42 | 0.18 | 1 | 0.4 | ELECTRIC EQUIPMENT#6NP:CORR5#GeneralLights
87 | 88 | 6NP:MECH1 GENERAL LIGHTING | 103 | 40 | 185.6 | 0 | 0.42 | 0.18 | 1 | 0.4 | ELECTRIC EQUIPMENT#6NP:MECH1#GeneralLights
88 | 89 | 6NP:WC1 GENERAL LIGHTING | 104 | 37 | 208.8 | 0 | 0.42 | 0.18 | 1 | 0.4 | ELECTRIC EQUIPMENT#6NP:WC1#GeneralLights
89 | 90 | 6NP:CORR6 GENERAL LIGHTING | 107 | 31 | 321.1958 | 0 | 0.42 | 0.18 | 1 | 0.4 | ELECTRIC EQUIPMENT#6NP:CORR6#GeneralLights
90 | 91 | 6NP:STORE GENERAL LIGHTING | 108 | 34 | 75.6 | 0 | 0.42 | 0.18 | 1 | 0.4 | ELECTRIC EQUIPMENT#6NP:STORE#GeneralLights
91 | 92 | 6NP:KITCH GENERAL LIGHTING | 110 | 45 | 156 | 0 | 0.42 | 0.18 | 1 | 0.4 | ELECTRIC EQUIPMENT#6NP:KITCH#GeneralLights
92 | 93 | 6NP:WC2 GENERAL LIGHTING | 111 | 37 | 168 | 0 | 0.42 | 0.18 | 1 | 0.4 | ELECTRIC EQUIPMENT#6NP:WC2#GeneralLights
93 | 94 | 6NP:OFFICETYPE3CT GENERAL LIGHTING | 112 | 43 | 200.607 | 0 | 0.42 | 0.18 | 1 | 0.4 | ELECTRIC EQUIPMENT#6NP:OFFICETYPE3CT#GeneralLights
94 | 95 | 6NP:WC3 GENERAL LIGHTING | 113 | 37 | 58.08 | 0 | 0.42 | 0.18 | 1 | 0.4 | ELECTRIC EQUIPMENT#6NP:WC3#GeneralLights
95 | 96 | 6NP:OFF7 GENERAL LIGHTING | 114 | 43 | 156.4 | 0 | 0.42 | 0.18 | 1 | 0.4 | ELECTRIC EQUIPMENT#6NP:OFF7#GeneralLights
96 | 97 | 6NP:MECH GENERAL LIGHTING | 115 | 40 | 208 | 0 | 0.42 | 0.18 | 1 | 0.4 | ELECTRIC EQUIPMENT#6NP:MECH#GeneralLights
97 | 98 | 6NP:OFFICE GENERAL LIGHTING | 116 | 43 | 250 | 0 | 0.42 | 0.18 | 1 | 0.4 | ELECTRIC EQUIPMENT#6NP:OFFICE#GeneralLights
98 | 99 | 6NP:WC GENERAL LIGHTING | 118 | 37 | 228 | 0 | 0.42 | 0.18 | 1 | 0.4 | ELECTRIC EQUIPMENT#6NP:WC#GeneralLights
99 | 100 | 6NP:CORR GENERAL LIGHTING | 119 | 31 | 204.2258 | 0 | 0.42 | 0.18 | 1 | 0.4 | ELECTRIC EQUIPMENT#6NP:CORR#GeneralLights
100 | 101 | 6NP:OFF8 GENERAL LIGHTING | 120 | 43 | 92.28 | 0 | 0.42 | 0.18 | 1 | 0.4 | ELECTRIC EQUIPMENT#6NP:OFF8#GeneralLights
101 | 102 | 6NP:OFF9 GENERAL LIGHTING | 121 | 43 | 282.42 | 0 | 0.42 | 0.18 | 1 | 0.4 | ELECTRIC EQUIPMENT#6NP:OFF9#GeneralLights
102 | 103 | 6NP:OFFICETYPE3CT/1 GENERAL LIGHTING | 122 | 43 | 419.624 | 0 | 0.42 | 0.18 | 1 | 0.4 | ELECTRIC EQUIPMENT#6NP:OFFICETYPE3CT/1#GeneralLights
103 | 104 | 7NP:MECH GENERAL LIGHTING | 123 | 40 | 3286.7104 | 0 | 0.42 | 0.18 | 1 | 0.4 | ELECTRIC EQUIPMENT#7NP:MECH#GeneralLights

## ReportVariableData
| TimeIndex | ReportVariableDataDictionaryIndex | VariableValue | ReportVariableExtendedDataIndex
0 | 1 | 6 | -0.075
1 | 1 | 9 | -1.65
2 | 1 | 12 | 100275
3 | 1 | 15 | 2.775
4 | 1 | 18 | 172.5
5 | 1 | 21 | 0
6 | 1 | 24 | 0
7 | 1 | 27 | 25.9835
8 | 1 | 30 | -62.8226
9 | 1 | 10636 | 18.1336
10 | 1 | 10639 | 0
11 | 1 | 10642 | 18.1336
12 | 1 | 10645 | 0
13 | 1 | 10648 | 14.7041
14 | 1 | 10651 | 0
15 | 1 | 10654 | 14.7041
16 | 1 | 10657 | 0
17 | 1 | 10660 | 20.0038
18 | 1 | 10663 | 0
19 | 1 | 10666 | 20.0038
20 | 1 | 10669 | 0
21 | 1 | 10672 | 17.9997
22 | 1 | 10675 | 0.96903
23 | 1 | 10678 | 17.9997
24 | 1 | 10681 | 0.96903
25 | 1 | 10684 | 18.1336
26 | 1 | 10687 | 0
27 | 1 | 10690 | 18.1336
28 | 1 | 10693 | 0
29 | 1 | 10696 | 18.1336
30 | 1 | 10699 | 0
31 | 1 | 10702 | 18.1336
32 | 1 | 10705 | 0
33 | 1 | 10708 | 18.1336
34 | 1 | 10711 | 0
35 | 1 | 10714 | 18.1336
36 | 1 | 10717 | 0
37 | 1 | 10720 | 18.1336
38 | 1 | 10723 | 0
39 | 1 | 10726 | 18.1336
40 | 1 | 10729 | 0
41 | 1 | 10732 | 18.1336
42 | 1 | 10735 | 0
43 | 1 | 10738 | 18.1336
44 | 1 | 10741 | 0
45 | 1 | 10744 | 18.1336
46 | 1 | 10747 | 0
47 | 1 | 10750 | 15.0704
48 | 1 | 10753 | 0
49 | 1 | 10756 | 18.1336
50 | 1 | 10759 | 0
51 | 1 | 10762 | 15.0704
52 | 1 | 10765 | 0
53 | 1 | 10768 | 17.9927
54 | 1 | 10771 | 0
55 | 1 | 10774 | 18.1336
56 | 1 | 10777 | 0
57 | 1 | 10780 | 17.9927
58 | 1 | 10783 | 0
59 | 1 | 10786 | 21.5107
60 | 1 | 10789 | 0
61 | 1 | 10792 | 18.1336
62 | 1 | 10795 | 0
63 | 1 | 10798 | 21.5107
64 | 1 | 10801 | 0
65 | 1 | 10804 | 20.8562
66 | 1 | 10807 | 0
67 | 1 | 10810 | 18.1336
68 | 1 | 10813 | 0
69 | 1 | 10816 | 20.8562
70 | 1 | 10819 | 0
71 | 1 | 10822 | 20.805
72 | 1 | 10825 | 0
73 | 1 | 10828 | 18.1336
74 | 1 | 10831 | 0
75 | 1 | 10834 | 20.805
76 | 1 | 10837 | 0
77 | 1 | 10840 | 19.7788
78 | 1 | 10843 | 0
79 | 1 | 10846 | 18.1336
80 | 1 | 10849 | 0
81 | 1 | 10852 | 19.7788
82 | 1 | 10855 | 0
83 | 1 | 10858 | 22.0317
84 | 1 | 10861 | 0
85 | 1 | 10864 | 18.1336
86 | 1 | 10867 | 0
87 | 1 | 10870 | 22.0317
88 | 1 | 10873 | 0
89 | 1 | 10876 | 21.458
90 | 1 | 10879 | 0
91 | 1 | 10882 | 18.1336
92 | 1 | 10885 | 0
93 | 1 | 10888 | 21.458
94 | 1 | 10891 | 0
95 | 1 | 10894 | 21.5891
96 | 1 | 10897 | 0
97 | 1 | 10900 | 18.1336
98 | 1 | 10903 | 0
99 | 1 | 10906 | 21.5891
100 | 1 | 10909 | 0
101 | 1 | 10912 | 19.9597
102 | 1 | 10915 | 0
103 | 1 | 10918 | 18.1336
104 | 1 | 10921 | 0
105 | 1 | 10924 | 19.9597
106 | 1 | 10927 | 0
107 | 1 | 10930 | 21.4521
108 | 1 | 10933 | 0
109 | 1 | 10936 | 18.1336
110 | 1 | 10939 | 0
111 | 1 | 10942 | 21.4521
112 | 1 | 10945 | 0
113 | 1 | 10948 | 19.6354
114 | 1 | 10951 | 0
115 | 1 | 10954 | 18.1336
116 | 1 | 10957 | 0
117 | 1 | 10960 | 19.6354
118 | 1 | 10963 | 0
119 | 1 | 10966 | 19.0299
120 | 1 | 10969 | 0
121 | 1 | 10972 | 18.1336
122 | 1 | 10975 | 0
123 | 1 | 10978 | 19.0299
124 | 1 | 10981 | 0
125 | 1 | 10984 | 14.7041
126 | 1 | 10987 | 0
127 | 1 | 10990 | 14.7041
128 | 1 | 10993 | 0
129 | 1 | 10996 | 14.7041
130 | 1 | 10999 | 0
131 | 1 | 11002 | 17.5522
132 | 1 | 11005 | 0
133 | 1 | 11008 | 14.7041
134 | 1 | 11011 | 0
135 | 1 | 11014 | 17.5522
136 | 1 | 11017 | 0
137 | 1 | 11020 | 21.1767
138 | 1 | 11023 | 0
139 | 1 | 11026 | 14.7041
140 | 1 | 11029 | 0
141 | 1 | 11032 | 21.1767
142 | 1 | 11035 | 0
143 | 1 | 11038 | 20.5364
144 | 1 | 11041 | 0
145 | 1 | 11044 | 14.7041
146 | 1 | 11047 | 0
147 | 1 | 11050 | 20.5364
148 | 1 | 11053 | 0
149 | 1 | 11056 | 20.372
150 | 1 | 11059 | 0
151 | 1 | 11062 | 14.7041
152 | 1 | 11065 | 0
153 | 1 | 11068 | 20.372
154 | 1 | 11071 | 0
155 | 1 | 11074 | 18.2347
156 | 1 | 11077 | 0
157 | 1 | 11080 | 14.7041
158 | 1 | 11083 | 0
159 | 1 | 11086 | 18.2347
160 | 1 | 11089 | 0
161 | 1 | 11092 | 19.2168
162 | 1 | 11095 | 0
163 | 1 | 11098 | 14.7041
164 | 1 | 11101 | 0
165 | 1 | 11104 | 19.2168
166 | 1 | 11107 | 0
167 | 1 | 11110 | 21.7025
168 | 1 | 11113 | 0
169 | 1 | 11116 | 14.7041
170 | 1 | 11119 | 0
171 | 1 | 11122 | 21.7025
172 | 1 | 11125 | 0
173 | 1 | 11128 | 21.0351
174 | 1 | 11131 | 0
175 | 1 | 11134 | 14.7041
176 | 1 | 11137 | 0
177 | 1 | 11140 | 21.0351
178 | 1 | 11143 | 0
179 | 1 | 11146 | 18.7231
180 | 1 | 11149 | 0
181 | 1 | 11152 | 14.7041
182 | 1 | 11155 | 0
183 | 1 | 11158 | 18.7231
184 | 1 | 11161 | 0
185 | 1 | 11164 | 20.76
186 | 1 | 11167 | 0
187 | 1 | 11170 | 14.7041
188 | 1 | 11173 | 0
189 | 1 | 11176 | 20.76
190 | 1 | 11179 | 0
191 | 1 | 11182 | 18.7788
192 | 1 | 11185 | 0
193 | 1 | 11188 | 14.7041
194 | 1 | 11191 | 0
195 | 1 | 11194 | 18.7788
196 | 1 | 11197 | 0
197 | 1 | 11200 | 21.0522
198 | 1 | 11203 | 0
199 | 1 | 11206 | 14.7041
200 | 1 | 11209 | 0
201 | 1 | 11212 | 21.0522
202 | 1 | 11215 | 0
203 | 1 | 11218 | 19.6588
204 | 1 | 11221 | 0
205 | 1 | 11224 | 14.7041
206 | 1 | 11227 | 0
207 | 1 | 11230 | 19.6588
208 | 1 | 11233 | 0
209 | 1 | 11236 | 21.5621
210 | 1 | 11239 | 0
211 | 1 | 11242 | 14.7041
212 | 1 | 11245 | 0
213 | 1 | 11248 | 21.5621
214 | 1 | 11251 | 0
215 | 1 | 11254 | 18.7707
216 | 1 | 11257 | 0
217 | 1 | 11260 | 14.7041
218 | 1 | 11263 | 0
219 | 1 | 11266 | 18.7707
220 | 1 | 11269 | 0
221 | 1 | 11272 | 21.0326
222 | 1 | 11275 | 0
223 | 1 | 11278 | 14.7041
224 | 1 | 11281 | 0
225 | 1 | 11284 | 21.0326
226 | 1 | 11287 | 0
227 | 1 | 11290 | 19.4789
228 | 1 | 11293 | 0
229 | 1 | 11296 | 14.7041
230 | 1 | 11299 | 0
231 | 1 | 11302 | 19.4789
232 | 1 | 11305 | 0
233 | 1 | 11308 | 17.7738
234 | 1 | 11311 | 0
235 | 1 | 11314 | 14.7041
236 | 1 | 11317 | 0
237 | 1 | 11320 | 17.7738
238 | 1 | 11323 | 0
239 | 1 | 11326 | 18.4784
240 | 1 | 11329 | 0
241 | 1 | 11332 | 14.7041
242 | 1 | 11335 | 0
243 | 1 | 11338 | 18.4784
244 | 1 | 11341 | 0
245 | 1 | 11344 | 16.7077
246 | 1 | 11347 | 0
247 | 1 | 11350 | 14.7041
248 | 1 | 11353 | 0
249 | 1 | 11356 | 16.7077
250 | 1 | 11359 | 0
251 | 1 | 11362 | 16.3884
252 | 1 | 11365 | 0
253 | 1 | 11368 | 14.7041
254 | 1 | 11371 | 0
255 | 1 | 11374 | 16.3884
256 | 1 | 11377 | 0
257 | 1 | 11380 | 18.9258
258 | 1 | 11383 | 0
259 | 1 | 11386 | 14.7041
260 | 1 | 11389 | 0
261 | 1 | 11392 | 18.9258
262 | 1 | 11395 | 0
263 | 1 | 11398 | 16.506
264 | 1 | 11401 | 0
265 | 1 | 11404 | 14.7041
266 | 1 | 11407 | 0
267 | 1 | 11410 | 16.506
268 | 1 | 11413 | 0
269 | 1 | 11416 | 20.1229
270 | 1 | 11419 | 0.087051
271 | 1 | 11422 | 20.0038
272 | 1 | 11425 | 0
273 | 1 | 11428 | 20.0038
274 | 1 | 11431 | 0.087051
275 | 1 | 11434 | 20.003
276 | 1 | 11437 | 0
277 | 1 | 11440 | 20.0038
278 | 1 | 11443 | 0
279 | 1 | 11446 | 20.003
280 | 1 | 11449 | 0
281 | 1 | 11452 | 19.9973
282 | 1 | 11455 | 0
283 | 1 | 11458 | 20.0038
284 | 1 | 11461 | 0
285 | 1 | 11464 | 19.9973
286 | 1 | 11467 | 0
287 | 1 | 11470 | 20.0596
288 | 1 | 11473 | 0.024491
289 | 1 | 11476 | 20.0038
290 | 1 | 11479 | 0
291 | 1 | 11482 | 20
292 | 1 | 11485 | 0.024491
293 | 1 | 11488 | 20.0641
294 | 1 | 11491 | 0.0070505
295 | 1 | 11494 | 20.0038
296 | 1 | 11497 | 0
297 | 1 | 11500 | 20.0046
298 | 1 | 11503 | 0.0070505
299 | 1 | 11506 | 20.002
300 | 1 | 11509 | 0
301 | 1 | 11512 | 20.0038
302 | 1 | 11515 | 0
303 | 1 | 11518 | 20.002
304 | 1 | 11521 | 0
305 | 1 | 11524 | 20.0597
306 | 1 | 11527 | 0.01558
307 | 1 | 11530 | 20.0038
308 | 1 | 11533 | 0
309 | 1 | 11536 | 20.0002
310 | 1 | 11539 | 0.01558
311 | 1 | 11542 | 20.0616
312 | 1 | 11545 | 0.027606
313 | 1 | 11548 | 20.0038
314 | 1 | 11551 | 0
315 | 1 | 11554 | 20.0021
316 | 1 | 11557 | 0.027606
317 | 1 | 11560 | 20.1181
318 | 1 | 11563 | 0.033271
319 | 1 | 11566 | 20.0038
320 | 1 | 11569 | 0
321 | 1 | 11572 | 19.9989
322 | 1 | 11575 | 0.033271
323 | 1 | 11578 | 20
324 | 1 | 11581 | 0
325 | 1 | 11584 | 20.0038
326 | 1 | 11587 | 0
327 | 1 | 11590 | 20
328 | 1 | 11593 | 0
329 | 1 | 11596 | 20.0012
330 | 1 | 11599 | 0
331 | 1 | 11602 | 20.0038
332 | 1 | 11605 | 0
333 | 1 | 11608 | 20.0012
334 | 1 | 11611 | 0
335 | 1 | 11614 | 20.5161
336 | 1 | 11617 | 0
337 | 1 | 11620 | 20.0038
338 | 1 | 11623 | 0
339 | 1 | 11626 | 20.5161
340 | 1 | 11629 | 0
341 | 1 | 11632 | 19.9992
342 | 1 | 11635 | 0
343 | 1 | 11638 | 20.0038
344 | 1 | 11641 | 0
345 | 1 | 11644 | 19.9992
346 | 1 | 11647 | 0
347 | 1 | 11650 | 21.0784
348 | 1 | 11653 | 0
349 | 1 | 11656 | 20.0038
350 | 1 | 11659 | 0
351 | 1 | 11662 | 21.0784
352 | 1 | 11665 | 0
353 | 1 | 11668 | 20.4474
354 | 1 | 11671 | 0
355 | 1 | 11674 | 20.0038
356 | 1 | 11677 | 0
357 | 1 | 11680 | 20.4474
358 | 1 | 11683 | 0
359 | 1 | 11686 | 20.0022
360 | 1 | 11689 | 0
361 | 1 | 11692 | 20.0038
362 | 1 | 11695 | 0
363 | 1 | 11698 | 20.0022
364 | 1 | 11701 | 0
365 | 1 | 11704 | 20.4663
366 | 1 | 11707 | 0
367 | 1 | 11710 | 20.0038
368 | 1 | 11713 | 0
369 | 1 | 11716 | 20.4663
370 | 1 | 11719 | 0
371 | 1 | 11722 | 20.2099
372 | 1 | 11725 | 0
373 | 1 | 11728 | 20.0038
374 | 1 | 11731 | 0
375 | 1 | 11734 | 20.2099
376 | 1 | 11737 | 0
377 | 1 | 11740 | 20.9821
378 | 1 | 11743 | 0
379 | 1 | 11746 | 20.0038
380 | 1 | 11749 | 0
381 | 1 | 11752 | 20.9821
382 | 1 | 11755 | 0
383 | 1 | 11758 | 20.4561
384 | 1 | 11761 | 0
385 | 1 | 11764 | 20.0038
386 | 1 | 11767 | 0
387 | 1 | 11770 | 20.4561
388 | 1 | 11773 | 0
389 | 1 | 11776 | 19.0409
390 | 1 | 11779 | 0
391 | 1 | 11782 | 20.0038
392 | 1 | 11785 | 0
393 | 1 | 11788 | 19.0409
394 | 1 | 11791 | 0
395 | 1 | 11794 | 20.0004
396 | 1 | 11797 | 0
397 | 1 | 11800 | 20.0038
398 | 1 | 11803 | 0
399 | 1 | 11806 | 20.0004
400 | 1 | 11809 | 0
401 | 1 | 11812 | 20.122
402 | 1 | 11815 | 0.019404
403 | 1 | 11818 | 20.0038
404 | 1 | 11821 | 0
405 | 1 | 11824 | 20.0029
406 | 1 | 11827 | 0.019404
407 | 1 | 11830 | 20.0597
408 | 1 | 11833 | 0.035954
409 | 1 | 11836 | 20.0038
410 | 1 | 11839 | 0
411 | 1 | 11842 | 20.0001
412 | 1 | 11845 | 0.035954
413 | 1 | 11848 | 17.9997
414 | 1 | 11851 | 0.10815
415 | 1 | 11854 | 20.0615
416 | 1 | 11857 | 0.012649
417 | 1 | 11860 | 20.0019
418 | 1 | 11863 | 0.012649
419 | 1 | 11866 | 17.9997
420 | 1 | 11869 | 0.025059
421 | 1 | 11872 | 20.5325
422 | 1 | 11875 | 0
423 | 1 | 11878 | 20.5325
424 | 1 | 11881 | 0
425 | 1 | 11884 | 17.9997
426 | 1 | 11887 | 0.067804
427 | 1 | 11890 | 20.0031
428 | 1 | 11893 | 0
429 | 1 | 11896 | 20.0031
430 | 1 | 11899 | 0
431 | 1 | 11902 | 17.9997
432 | 1 | 11905 | 0.077798
433 | 1 | 11908 | 20.2035
434 | 1 | 11911 | 0
435 | 1 | 11914 | 20.2035
436 | 1 | 11917 | 0
437 | 1 | 11920 | 17.9997
438 | 1 | 11923 | 0.061886
439 | 1 | 11926 | 27.9823
440 | 1 | 11929 | 3.4315e-05
441 | 1 | 11932 | 20.0017
442 | 1 | 11935 | 3.4315e-05
443 | 1 | 11938 | 17.9997
444 | 1 | 11941 | 0.045455
445 | 1 | 11944 | 24.2421
446 | 1 | 11947 | 0.00014598
447 | 1 | 11950 | 20.0069
448 | 1 | 11953 | 0.00014598
449 | 1 | 11956 | 17.9997
450 | 1 | 11959 | 0.012919
451 | 1 | 11962 | 20.0055
452 | 1 | 11965 | 0
453 | 1 | 11968 | 20.0055
454 | 1 | 11971 | 0
455 | 1 | 11974 | 17.9997
456 | 1 | 11977 | 0.042727
457 | 1 | 11980 | 24.2471
458 | 1 | 11983 | 0.00025135
459 | 1 | 11986 | 20.0058
460 | 1 | 11989 | 0.00025135
461 | 1 | 11992 | 17.9997
462 | 1 | 11995 | 0.10815
463 | 1 | 11998 | 20.0008
464 | 1 | 12001 | 0
465 | 1 | 12004 | 20.0008
466 | 1 | 12007 | 0
467 | 1 | 12010 | 17.9997
468 | 1 | 12013 | 0.024927
469 | 1 | 12016 | 20.0015
470 | 1 | 12019 | 0
471 | 1 | 12022 | 20.0015
472 | 1 | 12025 | 0
473 | 1 | 12028 | 17.9997
474 | 1 | 12031 | 0.019434
475 | 1 | 12034 | 20.5987
476 | 1 | 12037 | 0
477 | 1 | 12040 | 20.5987
478 | 1 | 12043 | 0
479 | 1 | 12046 | 17.9997
480 | 1 | 12049 | 0.027697
481 | 1 | 12052 | 24.6752
482 | 1 | 12055 | 6.9368e-05
483 | 1 | 12058 | 19.9979
484 | 1 | 12061 | 6.9368e-05
485 | 1 | 12064 | 17.9997
486 | 1 | 12067 | 0.031065
487 | 1 | 12070 | 21.1439
488 | 1 | 12073 | 0
489 | 1 | 12076 | 21.1439
490 | 1 | 12079 | 0
491 | 1 | 12082 | 17.9997
492 | 1 | 12085 | 0.026378
493 | 1 | 12088 | 19.9996
494 | 1 | 12091 | 0
495 | 1 | 12094 | 19.9996
496 | 1 | 12097 | 0
497 | 1 | 12100 | 17.9997
498 | 1 | 12103 | 0.011467
499 | 1 | 12106 | 20.0031
500 | 1 | 12109 | 0
501 | 1 | 12112 | 20.0031
502 | 1 | 12115 | 0
503 | 1 | 12118 | 17.9997
504 | 1 | 12121 | 0.035093
505 | 1 | 12124 | 24.1132
506 | 1 | 12127 | 0.00010321
507 | 1 | 12130 | 20
508 | 1 | 12133 | 0.00010321
509 | 1 | 12136 | 17.9997
510 | 1 | 12139 | 0.052142
511 | 1 | 12142 | 24.7378
512 | 1 | 12145 | 9.0688e-05
513 | 1 | 12148 | 20.0105
514 | 1 | 12151 | 9.0688e-05
515 | 1 | 12154 | 17.9997
516 | 1 | 12157 | 0.073821
517 | 1 | 12160 | 29.5122
518 | 1 | 12163 | 0.00083075
519 | 1 | 12166 | 20.0035
520 | 1 | 12169 | 0.00083075
521 | 1 | 12172 | 17.9997
522 | 1 | 12175 | 0.11706
523 | 1 | 12178 | 20.0053
524 | 1 | 12181 | 0
525 | 1 | 12184 | 20.0053
526 | 1 | 12187 | 0
527 | 1 | 12190 | 69.1565
528 | 1 | 12193 | 0
529 | 1 | 12196 | 14.7041
530 | 1 | 12199 | 0
531 | 1 | 12202 | 20.0038
532 | 1 | 12205 | 0
533 | 1 | 12208 | 43.2262
534 | 1 | 12211 | 0
535 | 1 | 12214 | 78.5961
536 | 1 | 12217 | 0
537 | 1 | 12220 | 79.0601
538 | 1 | 12223 | 0
539 | 1 | 12226 | 80
540 | 1 | 12229 | 4.206
541 | 1 | 12232 | 80
542 | 1 | 12235 | 0.71178
543 | 1 | 12238 | 79.5755
544 | 1 | 12241 | 0
545 | 1 | 12244 | 18.1336
546 | 1 | 12247 | 0
547 | 1 | 12250 | 18.1336
548 | 1 | 12253 | 0
549 | 1 | 12256 | 18.1336
550 | 1 | 12259 | 0
551 | 1 | 12262 | 18.1336
552 | 1 | 12265 | 0
553 | 1 | 12268 | 14.7041
554 | 1 | 12271 | 0
555 | 1 | 12274 | 14.7041
556 | 1 | 12277 | 0
557 | 1 | 12280 | 14.7041
558 | 1 | 12283 | 0
559 | 1 | 12286 | 14.7041
560 | 1 | 12289 | 0
561 | 1 | 12292 | 20.0038
562 | 1 | 12295 | 0
563 | 1 | 12298 | 20.0038
564 | 1 | 12301 | 0
565 | 1 | 12304 | 20.0038
566 | 1 | 12307 | 0
567 | 1 | 12310 | 20.0038
568 | 1 | 12313 | 0
569 | 1 | 12316 | 20.0815
570 | 1 | 12319 | 0.96903
571 | 1 | 12322 | 20.7969
572 | 1 | 12325 | 0.96903
573 | 1 | 12328 | 15.5749
574 | 1 | 12331 | 0.96903
575 | 1 | 12334 | 17.2848
576 | 1 | 12337 | 0.96903
577 | 1 | 12340 | 69.1563
578 | 1 | 12343 | 0
579 | 1 | 12346 | 69.1563
580 | 1 | 12349 | 0
581 | 1 | 12352 | 69.1563
582 | 1 | 12355 | 0
583 | 1 | 12358 | 69.1563
584 | 1 | 12361 | 0
585 | 1 | 12364 | 69.1563
586 | 1 | 12367 | 0
587 | 1 | 12370 | 69.1563
588 | 1 | 12373 | 0
589 | 1 | 12376 | 69.1563
590 | 1 | 12379 | 0
591 | 1 | 12382 | 69.1563
592 | 1 | 12385 | 0
593 | 1 | 12388 | 69.1563
594 | 1 | 12391 | 0
595 | 1 | 12394 | 69.1563
596 | 1 | 12397 | 0
597 | 1 | 12400 | 69.1565
598 | 1 | 12403 | 0
599 | 1 | 12406 | 69.1565
600 | 1 | 12409 | 0
601 | 1 | 12412 | 69.1565
602 | 1 | 12415 | 0
603 | 1 | 12418 | 69.1565
604 | 1 | 12421 | 0
605 | 1 | 12424 | 69.1565
606 | 1 | 12427 | 0
607 | 1 | 12430 | 69.1565
608 | 1 | 12433 | 0
609 | 1 | 12436 | 69.1565
610 | 1 | 12439 | 0
611 | 1 | 12442 | 54.9933
612 | 1 | 12445 | 0
613 | 1 | 12448 | 54.9933
614 | 1 | 12451 | 0
615 | 1 | 12454 | 54.9933
616 | 1 | 12457 | 0
617 | 1 | 12460 | 54.9933
618 | 1 | 12463 | 0
619 | 1 | 12466 | 54.9933
620 | 1 | 12469 | 0
621 | 1 | 12472 | 10
622 | 1 | 12475 | 0
623 | 1 | 12478 | 54.9933
624 | 1 | 12481 | 0
625 | 1 | 12484 | 54.9933
626 | 1 | 12487 | 0
627 | 1 | 12490 | 43.2262
628 | 1 | 12493 | 0
629 | 1 | 12496 | 43.2262
630 | 1 | 12499 | 0
631 | 1 | 12502 | 43.2262
632 | 1 | 12505 | 0
633 | 1 | 12508 | 43.2262
634 | 1 | 12511 | 0
635 | 1 | 12514 | 43.2262
636 | 1 | 12517 | 0
637 | 1 | 12520 | 55
638 | 1 | 12523 | 0
639 | 1 | 12526 | 43.2262
640 | 1 | 12529 | 0
641 | 1 | 12532 | 80
642 | 1 | 12535 | 0
643 | 1 | 12538 | 80
644 | 1 | 12541 | 0
645 | 1 | 12544 | 80
646 | 1 | 12547 | 0
647 | 1 | 12550 | 80
648 | 1 | 12553 | 0
649 | 1 | 12556 | 80
650 | 1 | 12559 | 0
651 | 1 | 12562 | 80
652 | 1 | 12565 | 0
653 | 1 | 12568 | 80
654 | 1 | 12571 | 0
655 | 1 | 12574 | 80
656 | 1 | 12577 | 0
657 | 1 | 12580 | 80
658 | 1 | 12583 | 0
659 | 1 | 12586 | 80
660 | 1 | 12589 | 0
661 | 1 | 12592 | 80
662 | 1 | 12595 | 0
663 | 1 | 12598 | 80
664 | 1 | 12601 | 0
665 | 1 | 12604 | 80
666 | 1 | 12607 | 0
667 | 1 | 12610 | 80
668 | 1 | 12613 | 0
669 | 1 | 12616 | 80
670 | 1 | 12619 | 0
671 | 1 | 12622 | 80
672 | 1 | 12625 | 0
673 | 1 | 12628 | 80
674 | 1 | 12631 | 0
675 | 1 | 12634 | 80
676 | 1 | 12637 | 0
677 | 1 | 12640 | 80
678 | 1 | 12643 | 0
679 | 1 | 12646 | 80
680 | 1 | 12649 | 0
681 | 1 | 12652 | 80
682 | 1 | 12655 | 0
683 | 1 | 12658 | 80
684 | 1 | 12661 | 0
685 | 1 | 12664 | 80
686 | 1 | 12667 | 0
687 | 1 | 12670 | 80
688 | 1 | 12673 | 0
689 | 1 | 12676 | 80
690 | 1 | 12679 | 0
691 | 1 | 12682 | 80
692 | 1 | 12685 | 0
693 | 1 | 12688 | 80
694 | 1 | 12691 | 0
695 | 1 | 12694 | 80
696 | 1 | 12697 | 0
697 | 1 | 12700 | 80
698 | 1 | 12703 | 0
699 | 1 | 12706 | 80
700 | 1 | 12709 | 0
701 | 1 | 12712 | 80
702 | 1 | 12715 | 0
703 | 1 | 12718 | 80
704 | 1 | 12721 | 0
705 | 1 | 12724 | 80
706 | 1 | 12727 | 0
707 | 1 | 12730 | 80
708 | 1 | 12733 | 0
709 | 1 | 12736 | 80
710 | 1 | 12739 | 0
711 | 1 | 12742 | 80
712 | 1 | 12745 | 0
713 | 1 | 12748 | 80
714 | 1 | 12751 | 0
715 | 1 | 12754 | 80
716 | 1 | 12757 | 0
717 | 1 | 12760 | 80
718 | 1 | 12763 | 0
719 | 1 | 12766 | 80
720 | 1 | 12769 | 0
721 | 1 | 12772 | 80
722 | 1 | 12775 | 0
723 | 1 | 12778 | 80
724 | 1 | 12781 | 0
725 | 1 | 12784 | 80
726 | 1 | 12787 | 0
727 | 1 | 12790 | 80
728 | 1 | 12793 | 0
729 | 1 | 12796 | 80
730 | 1 | 12799 | 0
731 | 1 | 12802 | 80
732 | 1 | 12805 | 0
733 | 1 | 12808 | 80
734 | 1 | 12811 | 0
735 | 1 | 12814 | 80
736 | 1 | 12817 | 0
737 | 1 | 12820 | 80
738 | 1 | 12823 | 0
739 | 1 | 12826 | 80
740 | 1 | 12829 | 0
741 | 1 | 12832 | 80
742 | 1 | 12835 | 0
743 | 1 | 12838 | 80
744 | 1 | 12841 | 0
745 | 1 | 12844 | 80
746 | 1 | 12847 | 0
747 | 1 | 12850 | 80
748 | 1 | 12853 | 0
749 | 1 | 12856 | 78.5961
750 | 1 | 12859 | 0
751 | 1 | 12862 | 78.5961
752 | 1 | 12865 | 0
753 | 1 | 12868 | 78.5961
754 | 1 | 12871 | 0
755 | 1 | 12874 | 78.5961
756 | 1 | 12877 | 0
757 | 1 | 12880 | 78.5961
758 | 1 | 12883 | 0
759 | 1 | 12886 | 78.5961
760 | 1 | 12889 | 0
761 | 1 | 12892 | 78.5961
762 | 1 | 12895 | 0
763 | 1 | 12898 | 80
764 | 1 | 12901 | 0
765 | 1 | 12904 | 80
766 | 1 | 12907 | 0
767 | 1 | 12910 | 80
768 | 1 | 12913 | 0
769 | 1 | 12916 | 80
770 | 1 | 12919 | 0
771 | 1 | 12922 | 80
772 | 1 | 12925 | 0
773 | 1 | 12928 | 80
774 | 1 | 12931 | 0
775 | 1 | 12934 | 80
776 | 1 | 12937 | 0
777 | 1 | 12940 | 80
778 | 1 | 12943 | 0
779 | 1 | 12946 | 80
780 | 1 | 12949 | 0
781 | 1 | 12952 | 80
782 | 1 | 12955 | 0
783 | 1 | 12958 | 80
784 | 1 | 12961 | 0
785 | 1 | 12964 | 80
786 | 1 | 12967 | 0
787 | 1 | 12970 | 80
788 | 1 | 12973 | 0
789 | 1 | 12976 | 80
790 | 1 | 12979 | 0
791 | 1 | 12982 | 80
792 | 1 | 12985 | 0
793 | 1 | 12988 | 80
794 | 1 | 12991 | 0
795 | 1 | 12994 | 80
796 | 1 | 12997 | 0
797 | 1 | 13000 | 80
798 | 1 | 13003 | 0
799 | 1 | 13006 | 80
800 | 1 | 13009 | 0
801 | 1 | 13012 | 80
802 | 1 | 13015 | 0
803 | 1 | 13018 | 80
804 | 1 | 13021 | 0
805 | 1 | 13024 | 80
806 | 1 | 13027 | 0
807 | 1 | 13030 | 80
808 | 1 | 13033 | 0
809 | 1 | 13036 | 80
810 | 1 | 13039 | 0
811 | 1 | 13042 | 80
812 | 1 | 13045 | 0
813 | 1 | 13048 | 80
814 | 1 | 13051 | 0
815 | 1 | 13054 | 80
816 | 1 | 13057 | 0
817 | 1 | 13060 | 80
818 | 1 | 13063 | 0
819 | 1 | 13066 | 80
820 | 1 | 13069 | 0
821 | 1 | 13072 | 80
822 | 1 | 13075 | 0
823 | 1 | 13078 | 80
824 | 1 | 13081 | 0
825 | 1 | 13084 | 80
826 | 1 | 13087 | 0
827 | 1 | 13090 | 80
828 | 1 | 13093 | 0
829 | 1 | 13096 | 80
830 | 1 | 13099 | 0
831 | 1 | 13102 | 80
832 | 1 | 13105 | 0
833 | 1 | 13108 | 80
834 | 1 | 13111 | 0
835 | 1 | 13114 | 80
836 | 1 | 13117 | 0
837 | 1 | 13120 | 80
838 | 1 | 13123 | 0
839 | 1 | 13126 | 80
840 | 1 | 13129 | 0
841 | 1 | 13132 | 80
842 | 1 | 13135 | 0
843 | 1 | 13138 | 80
844 | 1 | 13141 | 0
845 | 1 | 13144 | 80
846 | 1 | 13147 | 0
847 | 1 | 13150 | 80
848 | 1 | 13153 | 0
849 | 1 | 13156 | 80
850 | 1 | 13159 | 0
851 | 1 | 13162 | 80
852 | 1 | 13165 | 0
853 | 1 | 13168 | 80
854 | 1 | 13171 | 0
855 | 1 | 13174 | 80
856 | 1 | 13177 | 0
857 | 1 | 13180 | 80
858 | 1 | 13183 | 0
859 | 1 | 13186 | 80
860 | 1 | 13189 | 0
861 | 1 | 13192 | 80
862 | 1 | 13195 | 0
863 | 1 | 13198 | 80
864 | 1 | 13201 | 0
865 | 1 | 13204 | 80
866 | 1 | 13207 | 0
867 | 1 | 13210 | 80
868 | 1 | 13213 | 0
869 | 1 | 13216 | 80
870 | 1 | 13219 | 0
871 | 1 | 13222 | 79.0601
872 | 1 | 13225 | 0
873 | 1 | 13228 | 79.0601
874 | 1 | 13231 | 0
875 | 1 | 13234 | 79.0601
876 | 1 | 13237 | 0
877 | 1 | 13240 | 79.0601
878 | 1 | 13243 | 0
879 | 1 | 13246 | 79.0601
880 | 1 | 13249 | 0
881 | 1 | 13252 | 79.0601
882 | 1 | 13255 | 0
883 | 1 | 13258 | 79.0601
884 | 1 | 13261 | 0
885 | 1 | 13264 | 80
886 | 1 | 13267 | 4.206
887 | 1 | 13270 | 80
888 | 1 | 13273 | 4.206
889 | 1 | 13276 | 80
890 | 1 | 13279 | 4.17
891 | 1 | 13282 | 80
892 | 1 | 13285 | 4.17
893 | 1 | 13288 | 80
894 | 1 | 13291 | 0.0076362
895 | 1 | 13294 | 20.0237
896 | 1 | 13297 | 0.0076362
897 | 1 | 13300 | 80
898 | 1 | 13303 | 0.0011716
899 | 1 | 13306 | 20.003
900 | 1 | 13309 | 0.0011716
901 | 1 | 13312 | 80
902 | 1 | 13315 | 0.0010002
903 | 1 | 13318 | 20.0014
904 | 1 | 13321 | 0.0010002
905 | 1 | 13324 | 80
906 | 1 | 13327 | 0.0040949
907 | 1 | 13330 | 20.0044
908 | 1 | 13333 | 0.0040949
909 | 1 | 13336 | 80
910 | 1 | 13339 | 0.0010064
911 | 1 | 13342 | 20.0085
912 | 1 | 13345 | 0.0010064
913 | 1 | 13348 | 80
914 | 1 | 13351 | 0.0016024
915 | 1 | 13354 | 20.0064
916 | 1 | 13357 | 0.0016024
917 | 1 | 13360 | 80
918 | 1 | 13363 | 0.0050238
919 | 1 | 13366 | 20.0316
920 | 1 | 13369 | 0.0050238
921 | 1 | 13372 | 80
922 | 1 | 13375 | 0.0035928
923 | 1 | 13378 | 20.0872
924 | 1 | 13381 | 0.0035928
925 | 1 | 13384 | 80
926 | 1 | 13387 | 0.0019447
927 | 1 | 13390 | 20.0205
928 | 1 | 13393 | 0.0019447
929 | 1 | 13396 | 80
930 | 1 | 13399 | 0.0001601
931 | 1 | 13402 | 20
932 | 1 | 13405 | 0.0001601
933 | 1 | 13408 | 80
934 | 1 | 13411 | 0.00018425
935 | 1 | 13414 | 20.0012
936 | 1 | 13417 | 0.00018425
937 | 1 | 13420 | 80
938 | 1 | 13423 | 0
939 | 1 | 13426 | 80
940 | 1 | 13429 | 0
941 | 1 | 13432 | 80
942 | 1 | 13435 | 0.0018288
943 | 1 | 13438 | 19.9996
944 | 1 | 13441 | 0.0018288
945 | 1 | 13444 | 80
946 | 1 | 13447 | 0
947 | 1 | 13450 | 80
948 | 1 | 13453 | 0
949 | 1 | 13456 | 80
950 | 1 | 13459 | 0
951 | 1 | 13462 | 80
952 | 1 | 13465 | 0
953 | 1 | 13468 | 80
954 | 1 | 13471 | 0.0009856
955 | 1 | 13474 | 20.0089
956 | 1 | 13477 | 0.0009856
957 | 1 | 13480 | 80
958 | 1 | 13483 | 0
959 | 1 | 13486 | 80
960 | 1 | 13489 | 0
961 | 1 | 13492 | 80
962 | 1 | 13495 | 0
963 | 1 | 13498 | 80
964 | 1 | 13501 | 0
965 | 1 | 13504 | 80
966 | 1 | 13507 | 0
967 | 1 | 13510 | 80
968 | 1 | 13513 | 0
969 | 1 | 13516 | 80
970 | 1 | 13519 | 0
971 | 1 | 13522 | 80
972 | 1 | 13525 | 0
973 | 1 | 13528 | 80
974 | 1 | 13531 | 0
975 | 1 | 13534 | 80
976 | 1 | 13537 | 0
977 | 1 | 13540 | 80
978 | 1 | 13543 | 0.00087219
979 | 1 | 13546 | 20.0147
980 | 1 | 13549 | 0.00087219
981 | 1 | 13552 | 80
982 | 1 | 13555 | 0.0013107
983 | 1 | 13558 | 20.0064
984 | 1 | 13561 | 0.0013107
985 | 1 | 13564 | 80
986 | 1 | 13567 | 0.003595
987 | 1 | 13570 | 20.0293
988 | 1 | 13573 | 0.003595
989 | 1 | 13576 | 79.4865
990 | 1 | 13579 | 4.206
991 | 1 | 13582 | 79.4865
992 | 1 | 13585 | 4.206
993 | 1 | 13588 | 79.4968
994 | 1 | 13591 | 4.206
995 | 1 | 13594 | 79.4968
996 | 1 | 13597 | 4.206
997 | 1 | 13600 | 79.4968
998 | 1 | 13603 | 0
999 | 1 | 13606 | 79.4968
1000 | 1 | 13609 | 0
1001 | 1 | 13612 | 79.4968
1002 | 1 | 13615 | 4.206
1003 | 1 | 13618 | 80
1004 | 1 | 13621 | 4.206
1005 | 1 | 13624 | 80
1006 | 1 | 13627 | 4.206
1007 | 1 | 13630 | 80
1008 | 1 | 13633 | 0.71178
1009 | 1 | 13636 | 80
1010 | 1 | 13639 | 0.71178
1011 | 1 | 13642 | 80
1012 | 1 | 13645 | 0.67623
1013 | 1 | 13648 | 80
1014 | 1 | 13651 | 0.67623
1015 | 1 | 13654 | 80
1016 | 1 | 13657 | 0.0026618
1017 | 1 | 13660 | 20.5552
1018 | 1 | 13663 | 0.0026618
1019 | 1 | 13666 | 80
1020 | 1 | 13669 | 0
1021 | 1 | 13672 | 80
1022 | 1 | 13675 | 0
1023 | 1 | 13678 | 80
1024 | 1 | 13681 | 0.0029273
1025 | 1 | 13684 | 21.5017
1026 | 1 | 13687 | 0.0029273
1027 | 1 | 13690 | 80
1028 | 1 | 13693 | 0
1029 | 1 | 13696 | 80
1030 | 1 | 13699 | 0
1031 | 1 | 13702 | 80
1032 | 1 | 13705 | 0.00082618
1033 | 1 | 13708 | 20.0293
1034 | 1 | 13711 | 0.00082618
1035 | 1 | 13714 | 80
1036 | 1 | 13717 | 0.0024424
1037 | 1 | 13720 | 21.7225
1038 | 1 | 13723 | 0.0024424
1039 | 1 | 13726 | 80
1040 | 1 | 13729 | 0.00084778
1041 | 1 | 13732 | 21.2048
1042 | 1 | 13735 | 0.00084778
1043 | 1 | 13738 | 80
1044 | 1 | 13741 | 0.0020535
1045 | 1 | 13744 | 21.6655
1046 | 1 | 13747 | 0.0020535
1047 | 1 | 13750 | 80
1048 | 1 | 13753 | 0.0031109
1049 | 1 | 13756 | 20.8156
1050 | 1 | 13759 | 0.0031109
1051 | 1 | 13762 | 80
1052 | 1 | 13765 | 0.0004991
1053 | 1 | 13768 | 20.137
1054 | 1 | 13771 | 0.0004991
1055 | 1 | 13774 | 80
1056 | 1 | 13777 | 0
1057 | 1 | 13780 | 80
1058 | 1 | 13783 | 0
1059 | 1 | 13786 | 80
1060 | 1 | 13789 | 0.00060808
1061 | 1 | 13792 | 20.3251
1062 | 1 | 13795 | 0.00060808
1063 | 1 | 13798 | 80
1064 | 1 | 13801 | 0
1065 | 1 | 13804 | 80
1066 | 1 | 13807 | 0
1067 | 1 | 13810 | 80
1068 | 1 | 13813 | 0.00051417
1069 | 1 | 13816 | 20.1114
1070 | 1 | 13819 | 0.00051417
1071 | 1 | 13822 | 80
1072 | 1 | 13825 | 0.00059544
1073 | 1 | 13828 | 21.1571
1074 | 1 | 13831 | 0.00059544
1075 | 1 | 13834 | 80
1076 | 1 | 13837 | 0.0010842
1077 | 1 | 13840 | 20.9332
1078 | 1 | 13843 | 0.0010842
1079 | 1 | 13846 | 80
1080 | 1 | 13849 | 0.0031158
1081 | 1 | 13852 | 21.9561
1082 | 1 | 13855 | 0.0031158
1083 | 1 | 13858 | 80
1084 | 1 | 13861 | 0.0063528
1085 | 1 | 13864 | 23.7098
1086 | 1 | 13867 | 0.0063528
1087 | 1 | 13870 | 80
1088 | 1 | 13873 | 0.0079158
1089 | 1 | 13876 | 22.7121
1090 | 1 | 13879 | 0.0079158
1091 | 1 | 13882 | 77.1016
1092 | 1 | 13885 | 0.71178
1093 | 1 | 13888 | 77.1016
1094 | 1 | 13891 | 0.71178
1095 | 1 | 13894 | 77.1528
1096 | 1 | 13897 | 0.71178
1097 | 1 | 13900 | 77.1528
1098 | 1 | 13903 | 0.71178
1099 | 1 | 13906 | 77.1528
1100 | 1 | 13909 | 0
1101 | 1 | 13912 | 77.1528
1102 | 1 | 13915 | 0
1103 | 1 | 13918 | 77.1528
1104 | 1 | 13921 | 0.71178
1105 | 1 | 13924 | 80
1106 | 1 | 13927 | 0.71178
1107 | 1 | 13930 | 80
1108 | 1 | 13933 | 0.71178
1109 | 1 | 13936 | 80
1110 | 1 | 13939 | 0
1111 | 1 | 13942 | 80
1112 | 1 | 13945 | 0
1113 | 1 | 13948 | 80
1114 | 1 | 13951 | 0
1115 | 1 | 13954 | 80
1116 | 1 | 13957 | 0
1117 | 1 | 13960 | 80
1118 | 1 | 13963 | 0
1119 | 1 | 13966 | 80
1120 | 1 | 13969 | 0
1121 | 1 | 13972 | 80
1122 | 1 | 13975 | 0
1123 | 1 | 13978 | 80
1124 | 1 | 13981 | 0
1125 | 1 | 13984 | 79.5755
1126 | 1 | 13987 | 0
1127 | 1 | 13990 | 79.5755
1128 | 1 | 13993 | 0
1129 | 1 | 13996 | 79.5755
1130 | 1 | 13999 | 0
1131 | 1 | 14002 | 79.5755
1132 | 1 | 14005 | 0
1133 | 1 | 14008 | 79.5755
1134 | 1 | 14011 | 0
1135 | 1 | 14014 | 79.5755
1136 | 1 | 14017 | 0
1137 | 1 | 14020 | 79.5755
1138 | 1 | 14023 | 0
1139 | 1 | 14026 | -0.075
1140 | 1 | 14029 | 0
1141 | 1 | 14032 | -0.075
1142 | 1 | 14035 | 0
1143 | 1 | 14038 | -0.075
1144 | 1 | 14041 | 0
1145 | 1 | 14044 | -0.075
1146 | 1 | 14047 | 0.96903
1147 | 1 | 14050 | -0.075
1148 | 1 | 14053 | 0
1149 | 1 | 14056 | -0.075
1150 | 1 | 14059 | 0
1151 | 1 | 14062 | -0.075
1152 | 1 | 14065 | 0
1153 | 1 | 14068 | -0.075
1154 | 1 | 14071 | 0
1155 | 1 | 14074 | -0.075
1156 | 1 | 14077 | 0
1157 | 1 | 14080 | -0.075
1158 | 1 | 14083 | 0
1159 | 1 | 14086 | -0.075
1160 | 1 | 14089 | 0
1161 | 1 | 14092 | -0.075
1162 | 1 | 14095 | 0
1163 | 1 | 14098 | -0.075
1164 | 1 | 14101 | 0
1165 | 1 | 14104 | -0.075
1166 | 1 | 14107 | 0
1167 | 1 | 14110 | -0.075
1168 | 1 | 14113 | 0
1169 | 1 | 14116 | -0.075
1170 | 1 | 14119 | 0
1171 | 1 | 14122 | -0.075
1172 | 1 | 14125 | 0
1173 | 1 | 14128 | -0.075
1174 | 1 | 14131 | 0
1175 | 1 | 14134 | -0.075
1176 | 1 | 14137 | 0
1177 | 1 | 14140 | -0.075
1178 | 1 | 14143 | 0
1179 | 1 | 14146 | -0.075
1180 | 1 | 14149 | 0
1181 | 1 | 14152 | -0.075
1182 | 1 | 14155 | 0
1183 | 1 | 14158 | -0.075
1184 | 1 | 14161 | 0
1185 | 1 | 14164 | -0.075
1186 | 1 | 14167 | 0
1187 | 1 | 14170 | -0.075
1188 | 1 | 14173 | 0
1189 | 1 | 14176 | -0.075
1190 | 1 | 14179 | 0
1191 | 1 | 14182 | -0.075
1192 | 1 | 14185 | 0
1193 | 1 | 14188 | -0.075
1194 | 1 | 14191 | 0
1195 | 1 | 14194 | -0.075
1196 | 1 | 14197 | 0
1197 | 1 | 14200 | -0.075
1198 | 1 | 14203 | 0
1199 | 1 | 14206 | -0.075
1200 | 1 | 14209 | 0
1201 | 1 | 14212 | -0.075
1202 | 1 | 14215 | 0
1203 | 1 | 14218 | -0.075
1204 | 1 | 14221 | 0
1205 | 1 | 14224 | -0.075
1206 | 1 | 14227 | 0
1207 | 1 | 14230 | -0.075
1208 | 1 | 14233 | 0
1209 | 1 | 14236 | -0.075
1210 | 1 | 14239 | 0
1211 | 1 | 14242 | -0.075
1212 | 1 | 14245 | 0
1213 | 1 | 14248 | -0.075
1214 | 1 | 14251 | 0
1215 | 1 | 14254 | -0.075
1216 | 1 | 14257 | 0
1217 | 1 | 14260 | -0.075
1218 | 1 | 14263 | 0
1219 | 1 | 14266 | -0.075
1220 | 1 | 14269 | 0
1221 | 1 | 14272 | -0.075
1222 | 1 | 14275 | 0
1223 | 1 | 14278 | -0.075
1224 | 1 | 14281 | 0
1225 | 1 | 14284 | -0.075
1226 | 1 | 14287 | 0
1227 | 1 | 14290 | -0.075
1228 | 1 | 14293 | 0
1229 | 1 | 14296 | -0.075
1230 | 1 | 14299 | 0
1231 | 1 | 14302 | -0.075
1232 | 1 | 14305 | 0
1233 | 1 | 14308 | -0.075
1234 | 1 | 14311 | 0
1235 | 1 | 14314 | -0.075
1236 | 1 | 14317 | 0
1237 | 1 | 14320 | -0.075
1238 | 1 | 14323 | 0
1239 | 1 | 14326 | -0.075
1240 | 1 | 14329 | 0
1241 | 1 | 14332 | -0.075
1242 | 1 | 14335 | 0
1243 | 1 | 14338 | -0.075
1244 | 1 | 14341 | 0
1245 | 1 | 14344 | -0.075
1246 | 1 | 14347 | 0
1247 | 1 | 14350 | -0.075
1248 | 1 | 14353 | 0
1249 | 1 | 14356 | -0.075
1250 | 1 | 14359 | 0
1251 | 1 | 14362 | -0.075
1252 | 1 | 14365 | 0
1253 | 1 | 14368 | -0.075
1254 | 1 | 14371 | 0
1255 | 1 | 14374 | -0.075
1256 | 1 | 14377 | 0
1257 | 1 | 14380 | -0.075
1258 | 1 | 14383 | 0
1259 | 1 | 14386 | -0.075
1260 | 1 | 14389 | 0
1261 | 1 | 14392 | -0.075
1262 | 1 | 14395 | 0
1263 | 1 | 14398 | -0.075
1264 | 1 | 14401 | 0
1265 | 1 | 14404 | -0.075
1266 | 1 | 14407 | 0
1267 | 1 | 14410 | -0.075
1268 | 1 | 14413 | 0
1269 | 1 | 14416 | -0.075
1270 | 1 | 14419 | 0
1271 | 1 | 14422 | -0.075
1272 | 1 | 14425 | 0
1273 | 1 | 14428 | -0.075
1274 | 1 | 14431 | 0
1275 | 1 | 14434 | -0.075
1276 | 1 | 14437 | 0
1277 | 1 | 14440 | -0.075
1278 | 1 | 14443 | 0
1279 | 1 | 14446 | -0.075
1280 | 1 | 14449 | 0
1281 | 1 | 14452 | -0.075
1282 | 1 | 14455 | 0
1283 | 1 | 14458 | -0.075
1284 | 1 | 14461 | 0
1285 | 1 | 14464 | -0.075
1286 | 1 | 14467 | 0
1287 | 1 | 14470 | -0.075
1288 | 1 | 14473 | 0
1289 | 1 | 14476 | -0.075
1290 | 1 | 14479 | 0
1291 | 1 | 14482 | -0.075
1292 | 1 | 14485 | 0
1293 | 1 | 14488 | -0.075
1294 | 1 | 14491 | 0
1295 | 1 | 14494 | -0.075
1296 | 1 | 14497 | 0
1297 | 1 | 14500 | -0.075
1298 | 1 | 14503 | 0
1299 | 1 | 14506 | -0.075
1300 | 1 | 14509 | 0
1301 | 1 | 14512 | -0.075
1302 | 1 | 14515 | 0
1303 | 1 | 14518 | -0.075
1304 | 1 | 14521 | 0
1305 | 1 | 14524 | -0.075
1306 | 1 | 14527 | 0
1307 | 1 | 14530 | -0.075
1308 | 1 | 14533 | 0
1309 | 1 | 14536 | 18.0734
1310 | 1 | 14539 | 0
1311 | 1 | 14542 | 18.1336
1312 | 1 | 14545 | 0
1313 | 1 | 14548 | 20.3346
1314 | 1 | 14551 | 0
1315 | 1 | 14554 | 20.3685
1316 | 1 | 14557 | 0
1317 | 1 | 14560 | 20.543
1318 | 1 | 14563 | 0
1319 | 1 | 14566 | 20.574
1320 | 1 | 14569 | 0
1321 | 1 | 14572 | 21.4315
1322 | 1 | 14575 | 0
1323 | 1 | 14578 | 21.4553
1324 | 1 | 14581 | 0
1325 | 1 | 14584 | 21.4577
1326 | 1 | 14587 | 0
1327 | 1 | 14590 | 21.479
1328 | 1 | 14593 | 0
1329 | 1 | 14596 | 21.2286
1330 | 1 | 14599 | 0
1331 | 1 | 14602 | 21.2538
1332 | 1 | 14605 | 0
1333 | 1 | 14608 | 21.584
1334 | 1 | 14611 | 0
1335 | 1 | 14614 | 21.6049
1336 | 1 | 14617 | 0
1337 | 1 | 14620 | 18.0388
1338 | 1 | 14623 | 0
1339 | 1 | 14626 | 18.1221
1340 | 1 | 14629 | 0
1341 | 1 | 14632 | 21.4553
1342 | 1 | 14635 | 0
1343 | 1 | 14638 | 21.4782
1344 | 1 | 14641 | 0
1345 | 1 | 14644 | 20.4638
1346 | 1 | 14647 | 0
1347 | 1 | 14650 | 20.4983
1348 | 1 | 14653 | 0
1349 | 1 | 14656 | 15.2421
1350 | 1 | 14659 | 0
1351 | 1 | 14662 | 15.3723
1352 | 1 | 14665 | 0
1353 | 1 | 14668 | 14.9384
1354 | 1 | 14671 | 0
1355 | 1 | 14674 | 15.0704
1356 | 1 | 14677 | 0
1357 | 1 | 14680 | 17.9314
1358 | 1 | 14683 | 0
1359 | 1 | 14686 | 17.9927
1360 | 1 | 14689 | 0
1361 | 1 | 14692 | 21.485
1362 | 1 | 14695 | 0
1363 | 1 | 14698 | 21.5107
1364 | 1 | 14701 | 0
1365 | 1 | 14704 | 20.8315
1366 | 1 | 14707 | 0
1367 | 1 | 14710 | 20.8562
1368 | 1 | 14713 | 0
1369 | 1 | 14716 | 20.7808
1370 | 1 | 14719 | 0
1371 | 1 | 14722 | 20.805
1372 | 1 | 14725 | 0
1373 | 1 | 14728 | 19.7302
1374 | 1 | 14731 | 0
1375 | 1 | 14734 | 19.7788
1376 | 1 | 14737 | 0
1377 | 1 | 14740 | 22.0127
1378 | 1 | 14743 | 0
1379 | 1 | 14746 | 22.0317
1380 | 1 | 14749 | 0
1381 | 1 | 14752 | 21.4389
1382 | 1 | 14755 | 0
1383 | 1 | 14758 | 21.458
1384 | 1 | 14761 | 0
1385 | 1 | 14764 | 21.5731
1386 | 1 | 14767 | 0
1387 | 1 | 14770 | 21.5891
1388 | 1 | 14773 | 0
1389 | 1 | 14776 | 19.9157
1390 | 1 | 14779 | 0
1391 | 1 | 14782 | 19.9597
1392 | 1 | 14785 | 0
1393 | 1 | 14788 | 21.4313
1394 | 1 | 14791 | 0
1395 | 1 | 14794 | 21.4521
1396 | 1 | 14797 | 0
1397 | 1 | 14800 | 19.5918
1398 | 1 | 14803 | 0
1399 | 1 | 14806 | 19.6354
1400 | 1 | 14809 | 0
1401 | 1 | 14812 | 18.9744
1402 | 1 | 14815 | 0
1403 | 1 | 14818 | 19.0299
1404 | 1 | 14821 | 0
1405 | 1 | 14824 | 14.6015
1406 | 1 | 14827 | 0
1407 | 1 | 14830 | 14.7041
1408 | 1 | 14833 | 0
1409 | 1 | 14836 | 17.5046
1410 | 1 | 14839 | 0
1411 | 1 | 14842 | 17.5522
1412 | 1 | 14845 | 0
1413 | 1 | 14848 | 21.155
1414 | 1 | 14851 | 0
1415 | 1 | 14854 | 21.1767
1416 | 1 | 14857 | 0
1417 | 1 | 14860 | 20.516
1418 | 1 | 14863 | 0
1419 | 1 | 14866 | 20.5364
1420 | 1 | 14869 | 0
1421 | 1 | 14872 | 20.352
1422 | 1 | 14875 | 0
1423 | 1 | 14878 | 20.372
1424 | 1 | 14881 | 0
1425 | 1 | 14884 | 18.168
1426 | 1 | 14887 | 0
1427 | 1 | 14890 | 18.2347
1428 | 1 | 14893 | 0
1429 | 1 | 14896 | 19.1778
1430 | 1 | 14899 | 0
1431 | 1 | 14902 | 19.2168
1432 | 1 | 14905 | 0
1433 | 1 | 14908 | 21.6837
1434 | 1 | 14911 | 0
1435 | 1 | 14914 | 21.7025
1436 | 1 | 14917 | 0
1437 | 1 | 14920 | 21.02
1438 | 1 | 14923 | 0
1439 | 1 | 14926 | 21.0351
1440 | 1 | 14929 | 0
1441 | 1 | 14932 | 18.6711
1442 | 1 | 14935 | 0
1443 | 1 | 14938 | 18.7231
1444 | 1 | 14941 | 0
1445 | 1 | 14944 | 20.7334
1446 | 1 | 14947 | 0
1447 | 1 | 14950 | 20.76
1448 | 1 | 14953 | 0
1449 | 1 | 14956 | 18.7248
1450 | 1 | 14959 | 0
1451 | 1 | 14962 | 18.7788
1452 | 1 | 14965 | 0
1453 | 1 | 14968 | 21.0429
1454 | 1 | 14971 | 0
1455 | 1 | 14974 | 21.0522
1456 | 1 | 14977 | 0
1457 | 1 | 14980 | 19.6221
1458 | 1 | 14983 | 0
1459 | 1 | 14986 | 19.6588
1460 | 1 | 14989 | 0
1461 | 1 | 14992 | 21.5374
1462 | 1 | 14995 | 0
1463 | 1 | 14998 | 21.5621
1464 | 1 | 15001 | 0
1465 | 1 | 15004 | 18.718
1466 | 1 | 15007 | 0
1467 | 1 | 15010 | 18.7707
1468 | 1 | 15013 | 0
1469 | 1 | 15016 | 21.0155
1470 | 1 | 15019 | 0
1471 | 1 | 15022 | 21.0326
1472 | 1 | 15025 | 0
1473 | 1 | 15028 | 19.4386
1474 | 1 | 15031 | 0
1475 | 1 | 15034 | 19.4789
1476 | 1 | 15037 | 0
1477 | 1 | 15040 | 17.7178
1478 | 1 | 15043 | 0
1479 | 1 | 15046 | 17.7738
1480 | 1 | 15049 | 0
1481 | 1 | 15052 | 18.4226
1482 | 1 | 15055 | 0
1483 | 1 | 15058 | 18.4784
1484 | 1 | 15061 | 0
1485 | 1 | 15064 | 16.6286
1486 | 1 | 15067 | 0
1487 | 1 | 15070 | 16.7077
1488 | 1 | 15073 | 0
1489 | 1 | 15076 | 16.3082
1490 | 1 | 15079 | 0
1491 | 1 | 15082 | 16.3884
1492 | 1 | 15085 | 0
1493 | 1 | 15088 | 18.874
1494 | 1 | 15091 | 0
1495 | 1 | 15094 | 18.9258
1496 | 1 | 15097 | 0
1497 | 1 | 15100 | 16.4291
1498 | 1 | 15103 | 0
1499 | 1 | 15106 | 16.506
1500 | 1 | 15109 | 0
1501 | 1 | 15112 | 20.0004
1502 | 1 | 15115 | 0.087051
1503 | 1 | 15118 | 20.0038
1504 | 1 | 15121 | 0
1505 | 1 | 15124 | 20.0044
1506 | 1 | 15127 | 0
1507 | 1 | 15130 | 20.003
1508 | 1 | 15133 | 0
1509 | 1 | 15136 | 19.9997
1510 | 1 | 15139 | 0
1511 | 1 | 15142 | 19.9973
1512 | 1 | 15145 | 0
1513 | 1 | 15148 | 20.002
1514 | 1 | 15151 | 0.024491
1515 | 1 | 15154 | 20
1516 | 1 | 15157 | 0
1517 | 1 | 15160 | 20.0029
1518 | 1 | 15163 | 0.0070505
1519 | 1 | 15166 | 20.0046
1520 | 1 | 15169 | 0
1521 | 1 | 15172 | 19.9992
1522 | 1 | 15175 | 0
1523 | 1 | 15178 | 20.002
1524 | 1 | 15181 | 0
1525 | 1 | 15184 | 20.0029
1526 | 1 | 15187 | 0.01558
1527 | 1 | 15190 | 20.0002
1528 | 1 | 15193 | 0
1529 | 1 | 15196 | 20.0034
1530 | 1 | 15199 | 0.027606
1531 | 1 | 15202 | 20.0021
1532 | 1 | 15205 | 0
1533 | 1 | 15208 | 19.9999
1534 | 1 | 15211 | 0.033271
1535 | 1 | 15214 | 19.9989
1536 | 1 | 15217 | 0
1537 | 1 | 15220 | 19.9999
1538 | 1 | 15223 | 0
1539 | 1 | 15226 | 20
1540 | 1 | 15229 | 0
1541 | 1 | 15232 | 20.0009
1542 | 1 | 15235 | 0
1543 | 1 | 15238 | 20.0012
1544 | 1 | 15241 | 0
1545 | 1 | 15244 | 20.497
1546 | 1 | 15247 | 0
1547 | 1 | 15250 | 20.5161
1548 | 1 | 15253 | 0
1549 | 1 | 15256 | 20.0003
1550 | 1 | 15259 | 0
1551 | 1 | 15262 | 19.9992
1552 | 1 | 15265 | 0
1553 | 1 | 15268 | 21.0522
1554 | 1 | 15271 | 0
1555 | 1 | 15274 | 21.0784
1556 | 1 | 15277 | 0
1557 | 1 | 15280 | 20.4247
1558 | 1 | 15283 | 0
1559 | 1 | 15286 | 20.4474
1560 | 1 | 15289 | 0
1561 | 1 | 15292 | 19.9967
1562 | 1 | 15295 | 0
1563 | 1 | 15298 | 20.0022
1564 | 1 | 15301 | 0
1565 | 1 | 15304 | 20.4527
1566 | 1 | 15307 | 0
1567 | 1 | 15310 | 20.4663
1568 | 1 | 15313 | 0
1569 | 1 | 15316 | 20.1841
1570 | 1 | 15319 | 0
1571 | 1 | 15322 | 20.2099
1572 | 1 | 15325 | 0
1573 | 1 | 15328 | 20.9493
1574 | 1 | 15331 | 0
1575 | 1 | 15334 | 20.9821
1576 | 1 | 15337 | 0
1577 | 1 | 15340 | 20.4299
1578 | 1 | 15343 | 0
1579 | 1 | 15346 | 20.4561
1580 | 1 | 15349 | 0
1581 | 1 | 15352 | 19.0073
1582 | 1 | 15355 | 0
1583 | 1 | 15358 | 19.0409
1584 | 1 | 15361 | 0
1585 | 1 | 15364 | 20.0079
1586 | 1 | 15367 | 0
1587 | 1 | 15370 | 20.0004
1588 | 1 | 15373 | 0
1589 | 1 | 15376 | 20.0002
1590 | 1 | 15379 | 0.019404
1591 | 1 | 15382 | 20.0029
1592 | 1 | 15385 | 0
1593 | 1 | 15388 | 20.0006
1594 | 1 | 15391 | 0.035954
1595 | 1 | 15394 | 20.0001
1596 | 1 | 15397 | 0
1597 | 1 | 15400 | 20.0003
1598 | 1 | 15403 | 0.1208
1599 | 1 | 15406 | 20.0019
1600 | 1 | 15409 | 0.10815
1601 | 1 | 15412 | 20.4872
1602 | 1 | 15415 | 0.025059
1603 | 1 | 15418 | 20.5325
1604 | 1 | 15421 | 0.025059
1605 | 1 | 15424 | 20.0029
1606 | 1 | 15427 | 0.067804
1607 | 1 | 15430 | 20.0031
1608 | 1 | 15433 | 0.067804
1609 | 1 | 15436 | 20.1551
1610 | 1 | 15439 | 0.077798
1611 | 1 | 15442 | 20.2035
1612 | 1 | 15445 | 0.077798
1613 | 1 | 15448 | 20.0018
1614 | 1 | 15451 | 0.06192
1615 | 1 | 15454 | 20.0017
1616 | 1 | 15457 | 0.061886
1617 | 1 | 15460 | 20.0023
1618 | 1 | 15463 | 0.045601
1619 | 1 | 15466 | 20.0069
1620 | 1 | 15469 | 0.045455
1621 | 1 | 15472 | 20.0052
1622 | 1 | 15475 | 0.012919
1623 | 1 | 15478 | 20.0055
1624 | 1 | 15481 | 0.012919
1625 | 1 | 15484 | 20.0066
1626 | 1 | 15487 | 0.042979
1627 | 1 | 15490 | 20.0058
1628 | 1 | 15493 | 0.042727
1629 | 1 | 15496 | 20.0019
1630 | 1 | 15499 | 0.10815
1631 | 1 | 15502 | 20.0008
1632 | 1 | 15505 | 0.10815
1633 | 1 | 15508 | 20.0006
1634 | 1 | 15511 | 0.024927
1635 | 1 | 15514 | 20.0015
1636 | 1 | 15517 | 0.024927
1637 | 1 | 15520 | 20.5651
1638 | 1 | 15523 | 0.019434
1639 | 1 | 15526 | 20.5987
1640 | 1 | 15529 | 0.019434
1641 | 1 | 15532 | 20.0012
1642 | 1 | 15535 | 0.027766
1643 | 1 | 15538 | 19.9979
1644 | 1 | 15541 | 0.027697
1645 | 1 | 15544 | 21.1043
1646 | 1 | 15547 | 0.031065
1647 | 1 | 15550 | 21.1439
1648 | 1 | 15553 | 0.031065
1649 | 1 | 15556 | 19.9997
1650 | 1 | 15559 | 0.026378
1651 | 1 | 15562 | 19.9996
1652 | 1 | 15565 | 0.026378
1653 | 1 | 15568 | 20.0044
1654 | 1 | 15571 | 0.011467
1655 | 1 | 15574 | 20.0031
1656 | 1 | 15577 | 0.011467
1657 | 1 | 15580 | 20.0001
1658 | 1 | 15583 | 0.035197
1659 | 1 | 15586 | 20
1660 | 1 | 15589 | 0.035093
1661 | 1 | 15592 | 20.0081
1662 | 1 | 15595 | 0.052233
1663 | 1 | 15598 | 20.0105
1664 | 1 | 15601 | 0.052142
1665 | 1 | 15604 | 20.0004
1666 | 1 | 15607 | 0.074652
1667 | 1 | 15610 | 20.0035
1668 | 1 | 15613 | 0.073821
1669 | 1 | 15616 | 20.006
1670 | 1 | 15619 | 0.11706
1671 | 1 | 15622 | 20.0053
1672 | 1 | 15625 | 0.11706
1673 | 1 | 15628 | 18.1336
1674 | 1 | 15631 | 0
1675 | 1 | 15634 | 14.7041
1676 | 1 | 15637 | 0
1677 | 1 | 15640 | 20.0038
1678 | 1 | 15643 | 0
1679 | 1 | 15646 | 20.0815
1680 | 1 | 15649 | 0.96903
1681 | 1 | 15652 | -0.075
1682 | 1 | 15655 | 0
1683 | 1 | 15658 | 18.1336
1684 | 1 | 15661 | 0
1685 | 1 | 15664 | -0.075
1686 | 1 | 15667 | 0
1687 | 1 | 15670 | 14.7041
1688 | 1 | 15673 | 0
1689 | 1 | 15676 | -0.075
1690 | 1 | 15679 | 0
1691 | 1 | 15682 | 20.0038
1692 | 1 | 15685 | 0
1693 | 1 | 15688 | 15.5702
1694 | 1 | 15691 | 0.96903
1695 | 1 | 15694 | 20.7969
1696 | 1 | 15697 | 0.96903
1697 | 1 | 15700 | 15.0704
1698 | 1 | 15703 | 0
1699 | 1 | 15706 | 15.0704
1700 | 1 | 15709 | 0
1701 | 1 | 15712 | 17.9927
1702 | 1 | 15715 | 0
1703 | 1 | 15718 | 17.9927
1704 | 1 | 15721 | 0
1705 | 1 | 15724 | 21.5107
1706 | 1 | 15727 | 0
1707 | 1 | 15730 | 21.5107
1708 | 1 | 15733 | 0
1709 | 1 | 15736 | 20.8562
1710 | 1 | 15739 | 0
1711 | 1 | 15742 | 20.8562
1712 | 1 | 15745 | 0
1713 | 1 | 15748 | 20.805
1714 | 1 | 15751 | 0
1715 | 1 | 15754 | 20.805
1716 | 1 | 15757 | 0
1717 | 1 | 15760 | 19.7788
1718 | 1 | 15763 | 0
1719 | 1 | 15766 | 19.7788
1720 | 1 | 15769 | 0
1721 | 1 | 15772 | 22.0317
1722 | 1 | 15775 | 0
1723 | 1 | 15778 | 22.0317
1724 | 1 | 15781 | 0
1725 | 1 | 15784 | 21.458
1726 | 1 | 15787 | 0
1727 | 1 | 15790 | 21.458
1728 | 1 | 15793 | 0
1729 | 1 | 15796 | 21.5891
1730 | 1 | 15799 | 0
1731 | 1 | 15802 | 21.5891
1732 | 1 | 15805 | 0
1733 | 1 | 15808 | 19.9597
1734 | 1 | 15811 | 0
1735 | 1 | 15814 | 19.9597
1736 | 1 | 15817 | 0
1737 | 1 | 15820 | 21.4521
1738 | 1 | 15823 | 0
1739 | 1 | 15826 | 21.4521
1740 | 1 | 15829 | 0
1741 | 1 | 15832 | 19.6354
1742 | 1 | 15835 | 0
1743 | 1 | 15838 | 19.6354
1744 | 1 | 15841 | 0
1745 | 1 | 15844 | 19.0299
1746 | 1 | 15847 | 0
1747 | 1 | 15850 | 19.0299
1748 | 1 | 15853 | 0
1749 | 1 | 15856 | 14.7041
1750 | 1 | 15859 | 0
1751 | 1 | 15862 | 14.7041
1752 | 1 | 15865 | 0
1753 | 1 | 15868 | 17.5522
1754 | 1 | 15871 | 0
1755 | 1 | 15874 | 17.5522
1756 | 1 | 15877 | 0
1757 | 1 | 15880 | 21.1767
1758 | 1 | 15883 | 0
1759 | 1 | 15886 | 21.1767
1760 | 1 | 15889 | 0
1761 | 1 | 15892 | 20.5364
1762 | 1 | 15895 | 0
1763 | 1 | 15898 | 20.5364
1764 | 1 | 15901 | 0
1765 | 1 | 15904 | 20.372
1766 | 1 | 15907 | 0
1767 | 1 | 15910 | 20.372
1768 | 1 | 15913 | 0
1769 | 1 | 15916 | 18.2347
1770 | 1 | 15919 | 0
1771 | 1 | 15922 | 18.2347
1772 | 1 | 15925 | 0
1773 | 1 | 15928 | 19.2168
1774 | 1 | 15931 | 0
1775 | 1 | 15934 | 19.2168
1776 | 1 | 15937 | 0
1777 | 1 | 15940 | 21.7025
1778 | 1 | 15943 | 0
1779 | 1 | 15946 | 21.7025
1780 | 1 | 15949 | 0
1781 | 1 | 15952 | 21.0351
1782 | 1 | 15955 | 0
1783 | 1 | 15958 | 21.0351
1784 | 1 | 15961 | 0
1785 | 1 | 15964 | 18.7231
1786 | 1 | 15967 | 0
1787 | 1 | 15970 | 18.7231
1788 | 1 | 15973 | 0
1789 | 1 | 15976 | 20.76
1790 | 1 | 15979 | 0
1791 | 1 | 15982 | 20.76
1792 | 1 | 15985 | 0
1793 | 1 | 15988 | 18.7788
1794 | 1 | 15991 | 0
1795 | 1 | 15994 | 18.7788
1796 | 1 | 15997 | 0
1797 | 1 | 16000 | 21.0522
1798 | 1 | 16003 | 0
1799 | 1 | 16006 | 21.0522
1800 | 1 | 16009 | 0
1801 | 1 | 16012 | 19.6588
1802 | 1 | 16015 | 0
1803 | 1 | 16018 | 19.6588
1804 | 1 | 16021 | 0
1805 | 1 | 16024 | 21.5621
1806 | 1 | 16027 | 0
1807 | 1 | 16030 | 21.5621
1808 | 1 | 16033 | 0
1809 | 1 | 16036 | 18.7707
1810 | 1 | 16039 | 0
1811 | 1 | 16042 | 18.7707
1812 | 1 | 16045 | 0
1813 | 1 | 16048 | 21.0326
1814 | 1 | 16051 | 0
1815 | 1 | 16054 | 21.0326
1816 | 1 | 16057 | 0
1817 | 1 | 16060 | 19.4789
1818 | 1 | 16063 | 0
1819 | 1 | 16066 | 19.4789
1820 | 1 | 16069 | 0
1821 | 1 | 16072 | 17.7738
1822 | 1 | 16075 | 0
1823 | 1 | 16078 | 17.7738
1824 | 1 | 16081 | 0
1825 | 1 | 16084 | 18.4784
1826 | 1 | 16087 | 0
1827 | 1 | 16090 | 18.4784
1828 | 1 | 16093 | 0
1829 | 1 | 16096 | 16.7077
1830 | 1 | 16099 | 0
1831 | 1 | 16102 | 16.7077
1832 | 1 | 16105 | 0
1833 | 1 | 16108 | 16.3884
1834 | 1 | 16111 | 0
1835 | 1 | 16114 | 16.3884
1836 | 1 | 16117 | 0
1837 | 1 | 16120 | 18.9258
1838 | 1 | 16123 | 0
1839 | 1 | 16126 | 18.9258
1840 | 1 | 16129 | 0
1841 | 1 | 16132 | 16.506
1842 | 1 | 16135 | 0
1843 | 1 | 16138 | 16.506
1844 | 1 | 16141 | 0
1845 | 1 | 16144 | 20.0038
1846 | 1 | 16147 | 0.087051
1847 | 1 | 16150 | 20.0038
1848 | 1 | 16153 | 0
1849 | 1 | 16156 | 20.003
1850 | 1 | 16159 | 0
1851 | 1 | 16162 | 20.003
1852 | 1 | 16165 | 0
1853 | 1 | 16168 | 19.9973
1854 | 1 | 16171 | 0
1855 | 1 | 16174 | 19.9973
1856 | 1 | 16177 | 0
1857 | 1 | 16180 | 20
1858 | 1 | 16183 | 0.024491
1859 | 1 | 16186 | 20
1860 | 1 | 16189 | 0
1861 | 1 | 16192 | 20.0046
1862 | 1 | 16195 | 0.0070505
1863 | 1 | 16198 | 20.0046
1864 | 1 | 16201 | 0
1865 | 1 | 16204 | 20.002
1866 | 1 | 16207 | 0
1867 | 1 | 16210 | 20.002
1868 | 1 | 16213 | 0
1869 | 1 | 16216 | 20.0002
1870 | 1 | 16219 | 0.01558
1871 | 1 | 16222 | 20.0002
1872 | 1 | 16225 | 0
1873 | 1 | 16228 | 20.0021
1874 | 1 | 16231 | 0.027606
1875 | 1 | 16234 | 20.0021
1876 | 1 | 16237 | 0
1877 | 1 | 16240 | 19.9989
1878 | 1 | 16243 | 0.033271
1879 | 1 | 16246 | 19.9989
1880 | 1 | 16249 | 0
1881 | 1 | 16252 | 20
1882 | 1 | 16255 | 0
1883 | 1 | 16258 | 20
1884 | 1 | 16261 | 0
1885 | 1 | 16264 | 20.0012
1886 | 1 | 16267 | 0
1887 | 1 | 16270 | 20.0012
1888 | 1 | 16273 | 0
1889 | 1 | 16276 | 20.5161
1890 | 1 | 16279 | 0
1891 | 1 | 16282 | 20.5161
1892 | 1 | 16285 | 0
1893 | 1 | 16288 | 19.9992
1894 | 1 | 16291 | 0
1895 | 1 | 16294 | 19.9992
1896 | 1 | 16297 | 0
1897 | 1 | 16300 | 21.0784
1898 | 1 | 16303 | 0
1899 | 1 | 16306 | 21.0784
1900 | 1 | 16309 | 0
1901 | 1 | 16312 | 20.4474
1902 | 1 | 16315 | 0
1903 | 1 | 16318 | 20.4474
1904 | 1 | 16321 | 0
1905 | 1 | 16324 | 20.0022
1906 | 1 | 16327 | 0
1907 | 1 | 16330 | 20.0022
1908 | 1 | 16333 | 0
1909 | 1 | 16336 | 20.4663
1910 | 1 | 16339 | 0
1911 | 1 | 16342 | 20.4663
1912 | 1 | 16345 | 0
1913 | 1 | 16348 | 20.2099
1914 | 1 | 16351 | 0
1915 | 1 | 16354 | 20.2099
1916 | 1 | 16357 | 0
1917 | 1 | 16360 | 20.9821
1918 | 1 | 16363 | 0
1919 | 1 | 16366 | 20.9821
1920 | 1 | 16369 | 0
1921 | 1 | 16372 | 20.4561
1922 | 1 | 16375 | 0
1923 | 1 | 16378 | 20.4561
1924 | 1 | 16381 | 0
1925 | 1 | 16384 | 19.0409
1926 | 1 | 16387 | 0
1927 | 1 | 16390 | 19.0409
1928 | 1 | 16393 | 0
1929 | 1 | 16396 | 20.0004
1930 | 1 | 16399 | 0
1931 | 1 | 16402 | 20.0004
1932 | 1 | 16405 | 0
1933 | 1 | 16408 | 20.0029
1934 | 1 | 16411 | 0.019404
1935 | 1 | 16414 | 20.0029
1936 | 1 | 16417 | 0
1937 | 1 | 16420 | 20.0001
1938 | 1 | 16423 | 0.035954
1939 | 1 | 16426 | 20.0001
1940 | 1 | 16429 | 0
1941 | 1 | 16432 | 20.0019
1942 | 1 | 16435 | 0.012649
1943 | 1 | 16438 | 20.0019
1944 | 1 | 16441 | 0
1945 | 1 | 16444 | 20.5325
1946 | 1 | 16447 | 0
1947 | 1 | 16450 | 20.5325
1948 | 1 | 16453 | 0
1949 | 1 | 16456 | 20.0031
1950 | 1 | 16459 | 0
1951 | 1 | 16462 | 20.0031
1952 | 1 | 16465 | 0
1953 | 1 | 16468 | 20.2035
1954 | 1 | 16471 | 0
1955 | 1 | 16474 | 20.2035
1956 | 1 | 16477 | 0
1957 | 1 | 16480 | 20.0017
1958 | 1 | 16483 | 3.4315e-05
1959 | 1 | 16486 | 20.0017
1960 | 1 | 16489 | 0
1961 | 1 | 16492 | 20.0069
1962 | 1 | 16495 | 0.00014598
1963 | 1 | 16498 | 20.0069
1964 | 1 | 16501 | 0
1965 | 1 | 16504 | 20.0055
1966 | 1 | 16507 | 0
1967 | 1 | 16510 | 20.0055
1968 | 1 | 16513 | 0
1969 | 1 | 16516 | 20.0058
1970 | 1 | 16519 | 0.00025135
1971 | 1 | 16522 | 20.0058
1972 | 1 | 16525 | 0
1973 | 1 | 16528 | 20.0008
1974 | 1 | 16531 | 0
1975 | 1 | 16534 | 20.0008
1976 | 1 | 16537 | 0
1977 | 1 | 16540 | 20.0015
1978 | 1 | 16543 | 0
1979 | 1 | 16546 | 20.0015
1980 | 1 | 16549 | 0
1981 | 1 | 16552 | 20.5987
1982 | 1 | 16555 | 0
1983 | 1 | 16558 | 20.5987
1984 | 1 | 16561 | 0
1985 | 1 | 16564 | 19.9979
1986 | 1 | 16567 | 6.9368e-05
1987 | 1 | 16570 | 19.9979
1988 | 1 | 16573 | 0
1989 | 1 | 16576 | 21.1439
1990 | 1 | 16579 | 0
1991 | 1 | 16582 | 21.1439
1992 | 1 | 16585 | 0
1993 | 1 | 16588 | 19.9996
1994 | 1 | 16591 | 0
1995 | 1 | 16594 | 19.9996
1996 | 1 | 16597 | 0
1997 | 1 | 16600 | 20.0031
1998 | 1 | 16603 | 0
1999 | 1 | 16606 | 20.0031

## NominalSteamEquipment
| NominalSteamEquipmentIndex | ObjectName | ZoneIndex | ScheduleIndex | DesignLevel | FractionLatent | FractionRadiant | FractionLost | FractionConvected | EndUseSubcategory
0 | EMPTY | EMPTY | EMPTY | EMPTY | EMPTY | EMPTY | EMPTY | EMPTY | EMPTY | EMPTY

## Schedules
| ScheduleIndex | ScheduleName | ScheduleType | ScheduleMinimum | ScheduleMaximum
0 | 1 | ON | ANY NUMBER | 1 | 1
1 | 2 | OFF | ANY NUMBER | 0 | 0
2 | 3 | WORK EFFICIENCY | ANY NUMBER | 0 | 0
3 | 4 | OPAQUESHADE | ANY NUMBER | 0 | 0
4 | 5 | ZONE COMFORT CONTROL TYPE SCHED | CONTROL TYPE | 4 | 4
5 | 6 | DESIGN DAYS ONLY | ANY NUMBER | 0 | 1
6 | 7 | AIRVELOCITYSCHEDULE | ANY NUMBER | 0.137 | 0.137
7 | 8 | 2 | ANY NUMBER | 1 | 1
8 | 9 | 7 | ANY NUMBER | 0 | 0
9 | 10 | 41 | ANY NUMBER | 80 | 80
10 | 11 | 44 | ANY NUMBER | 14 | 14
11 | 12 | 46 | ANY NUMBER | 20 | 20
12 | 13 | 47 | ANY NUMBER | 24 | 24
13 | 14 | 48 | ANY NUMBER | 4 | 4
14 | 15 | 58 | ANY NUMBER | 5 | 5
15 | 16 | 59 | ANY NUMBER | 22 | 22
16 | 17 | 60 | ANY NUMBER | 55 | 55
17 | 18 | 61 | ANY NUMBER | 20 | 20
18 | 19 | 63 | ANY NUMBER | 50 | 50
19 | 20 | 64 | ANY NUMBER | 0.5 | 0.5
20 | 21 | 65 | ANY NUMBER | 1 | 1
21 | 22 | 67 | ANY NUMBER | 18 | 18
22 | 23 | 71 | ANY NUMBER | -0.5 | -0.5
23 | 24 | 72 | ANY NUMBER | 0.1 | 0.1
24 | 25 | 74 | ANY NUMBER | 0 | 0
25 | 26 | 85 | ANY NUMBER | 11 | 11
26 | 27 | 89 | ANY NUMBER | 900 | 900
27 | 28 | 90 | ANY NUMBER | 600 | 600
28 | 29 | 91 | ANY NUMBER | 0.5 | 0.5
29 | 30 | 2839 | FRACTION | 0 | 1
30 | 31 | 2840 | FRACTION | 0 | 1
31 | 32 | 2842 | FRACTION | 0 | 1
32 | 33 | 2844 | FRACTION | 0 | 1
33 | 34 | 2848 | FRACTION | 0 | 1
34 | 35 | 2849 | FRACTION | 0 | 1
35 | 36 | 2852 | FRACTION | 0 | 1
36 | 37 | 2853 | FRACTION | 0 | 1
37 | 38 | 2859 | FRACTION | 0 | 0.01
38 | 39 | 2862 | FRACTION | 0 | 1
39 | 40 | 2863 | FRACTION | 0 | 0.01
40 | 41 | 2864 | FRACTION | 0 | 1
41 | 42 | 2867 | FRACTION | 0 | 1
42 | 43 | 2868 | FRACTION | 0 | 1
43 | 44 | 2895 | FRACTION | 0 | 1
44 | 45 | 2897 | FRACTION | 0 | 1
45 | 46 | 2898 | FRACTION | 0 | 1
46 | 47 | 10000 | ANY NUMBER | 18 | 18
47 | 48 | 10001 | TEMPERATURE | 12 | 22
48 | 49 | 10002 | TEMPERATURE | 24 | 28
49 | 50 | 10003 |  | 0 | 1
50 | 51 | ACTIVITY SCHEDULE 22349 | ANY NUMBER | 126 | 126
51 | 52 | CLOTHING SCHEDULE 22349 | ANY NUMBER | 0.5 | 1
52 | 53 | ACTIVITY SCHEDULE 22361 | ANY NUMBER | 126 | 126
53 | 54 | CLOTHING SCHEDULE 22361 | ANY NUMBER | 0.5 | 1
54 | 55 | ACTIVITY SCHEDULE 22386 | ANY NUMBER | 126 | 126
55 | 56 | CLOTHING SCHEDULE 22386 | ANY NUMBER | 0.5 | 1
56 | 57 | ACTIVITY SCHEDULE 22405 | ANY NUMBER | 110.7 | 110.7
57 | 58 | CLOTHING SCHEDULE 22405 | ANY NUMBER | 0.5 | 1
58 | 59 | ACTIVITY SCHEDULE 22415 | ANY NUMBER | 126 | 126
59 | 60 | CLOTHING SCHEDULE 22415 | ANY NUMBER | 0.5 | 1
60 | 61 | ACTIVITY SCHEDULE 22425 | ANY NUMBER | 126 | 126
61 | 62 | CLOTHING SCHEDULE 22425 | ANY NUMBER | 0.5 | 1
62 | 63 | ACTIVITY SCHEDULE 22435 | ANY NUMBER | 126 | 126
63 | 64 | CLOTHING SCHEDULE 22435 | ANY NUMBER | 0.5 | 1
64 | 65 | ACTIVITY SCHEDULE 22444 | ANY NUMBER | 117 | 117
65 | 66 | CLOTHING SCHEDULE 22444 | ANY NUMBER | 0.5 | 1
66 | 67 | ACTIVITY SCHEDULE 22455 | ANY NUMBER | 126 | 126
67 | 68 | CLOTHING SCHEDULE 22455 | ANY NUMBER | 0.5 | 1
68 | 69 | ACTIVITY SCHEDULE 22464 | ANY NUMBER | 162 | 162
69 | 70 | CLOTHING SCHEDULE 22464 | ANY NUMBER | 0.5 | 1
70 | 71 | ACTIVITY SCHEDULE 22475 | ANY NUMBER | 126 | 126
71 | 72 | CLOTHING SCHEDULE 22475 | ANY NUMBER | 0.5 | 1
72 | 73 | ACTIVITY SCHEDULE 22489 | ANY NUMBER | 126 | 126
73 | 74 | CLOTHING SCHEDULE 22489 | ANY NUMBER | 0.5 | 1
74 | 75 | ACTIVITY SCHEDULE 22500 | ANY NUMBER | 126 | 126
75 | 76 | CLOTHING SCHEDULE 22500 | ANY NUMBER | 0.5 | 1
76 | 77 | ACTIVITY SCHEDULE 22510 | ANY NUMBER | 117 | 117
77 | 78 | CLOTHING SCHEDULE 22510 | ANY NUMBER | 0.5 | 1
78 | 79 | ACTIVITY SCHEDULE 22519 | ANY NUMBER | 117 | 117
79 | 80 | CLOTHING SCHEDULE 22519 | ANY NUMBER | 0.5 | 1
80 | 81 | ACTIVITY SCHEDULE 22528 | ANY NUMBER | 110.7 | 110.7
81 | 82 | CLOTHING SCHEDULE 22528 | ANY NUMBER | 0.5 | 1
82 | 83 | ACTIVITY SCHEDULE 22539 | ANY NUMBER | 126 | 126
83 | 84 | CLOTHING SCHEDULE 22539 | ANY NUMBER | 0.5 | 1
84 | 85 | ACTIVITY SCHEDULE 22552 | ANY NUMBER | 110.7 | 110.7
85 | 86 | CLOTHING SCHEDULE 22552 | ANY NUMBER | 0.5 | 1
86 | 87 | ACTIVITY SCHEDULE 22561 | ANY NUMBER | 117 | 117
87 | 88 | CLOTHING SCHEDULE 22561 | ANY NUMBER | 0.5 | 1
88 | 89 | ACTIVITY SCHEDULE 22570 | ANY NUMBER | 126 | 126
89 | 90 | CLOTHING SCHEDULE 22570 | ANY NUMBER | 0.5 | 1
90 | 91 | ACTIVITY SCHEDULE 22579 | ANY NUMBER | 110.7 | 110.7
91 | 92 | CLOTHING SCHEDULE 22579 | ANY NUMBER | 0.5 | 1
92 | 93 | ACTIVITY SCHEDULE 22592 | ANY NUMBER | 110.7 | 110.7
93 | 94 | CLOTHING SCHEDULE 22592 | ANY NUMBER | 0.5 | 1
94 | 95 | ACTIVITY SCHEDULE 22610 | ANY NUMBER | 110.7 | 110.7
95 | 96 | CLOTHING SCHEDULE 22610 | ANY NUMBER | 0.5 | 1
96 | 97 | ACTIVITY SCHEDULE 22619 | ANY NUMBER | 126 | 126
97 | 98 | CLOTHING SCHEDULE 22619 | ANY NUMBER | 0.5 | 1
98 | 99 | ACTIVITY SCHEDULE 22628 | ANY NUMBER | 110.7 | 110.7
99 | 100 | CLOTHING SCHEDULE 22628 | ANY NUMBER | 0.5 | 1
100 | 101 | ACTIVITY SCHEDULE 22638 | ANY NUMBER | 110.7 | 110.7
101 | 102 | CLOTHING SCHEDULE 22638 | ANY NUMBER | 0.5 | 1
102 | 103 | ACTIVITY SCHEDULE 23201 | ANY NUMBER | 126 | 126
103 | 104 | CLOTHING SCHEDULE 23201 | ANY NUMBER | 0.5 | 1
104 | 105 | ACTIVITY SCHEDULE 23211 | ANY NUMBER | 126 | 126
105 | 106 | CLOTHING SCHEDULE 23211 | ANY NUMBER | 0.5 | 1
106 | 107 | ACTIVITY SCHEDULE 23223 | ANY NUMBER | 162 | 162
107 | 108 | CLOTHING SCHEDULE 23223 | ANY NUMBER | 0.5 | 1
108 | 109 | ACTIVITY SCHEDULE 23233 | ANY NUMBER | 126 | 126
109 | 110 | CLOTHING SCHEDULE 23233 | ANY NUMBER | 0.5 | 1
110 | 111 | ACTIVITY SCHEDULE 23242 | ANY NUMBER | 126 | 126
111 | 112 | CLOTHING SCHEDULE 23242 | ANY NUMBER | 0.5 | 1
112 | 113 | ACTIVITY SCHEDULE 23267 | ANY NUMBER | 117 | 117
113 | 114 | CLOTHING SCHEDULE 23267 | ANY NUMBER | 0.5 | 1
114 | 115 | ACTIVITY SCHEDULE 23276 | ANY NUMBER | 126 | 126
115 | 116 | CLOTHING SCHEDULE 23276 | ANY NUMBER | 0.5 | 1
116 | 117 | ACTIVITY SCHEDULE 23294 | ANY NUMBER | 110.7 | 110.7
117 | 118 | CLOTHING SCHEDULE 23294 | ANY NUMBER | 0.5 | 1
118 | 119 | ACTIVITY SCHEDULE 23304 | ANY NUMBER | 117 | 117
119 | 120 | CLOTHING SCHEDULE 23304 | ANY NUMBER | 0.5 | 1
120 | 121 | ACTIVITY SCHEDULE 23313 | ANY NUMBER | 117 | 117
121 | 122 | CLOTHING SCHEDULE 23313 | ANY NUMBER | 0.5 | 1
122 | 123 | ACTIVITY SCHEDULE 23324 | ANY NUMBER | 126 | 126
123 | 124 | CLOTHING SCHEDULE 23324 | ANY NUMBER | 0.5 | 1
124 | 125 | ACTIVITY SCHEDULE 23344 | ANY NUMBER | 126 | 126
125 | 126 | CLOTHING SCHEDULE 23344 | ANY NUMBER | 0.5 | 1
126 | 127 | ACTIVITY SCHEDULE 23355 | ANY NUMBER | 117 | 117
127 | 128 | CLOTHING SCHEDULE 23355 | ANY NUMBER | 0.5 | 1
128 | 129 | ACTIVITY SCHEDULE 23364 | ANY NUMBER | 162 | 162
129 | 130 | CLOTHING SCHEDULE 23364 | ANY NUMBER | 0.5 | 1
130 | 131 | ACTIVITY SCHEDULE 23374 | ANY NUMBER | 126 | 126
131 | 132 | CLOTHING SCHEDULE 23374 | ANY NUMBER | 0.5 | 1
132 | 133 | ACTIVITY SCHEDULE 23383 | ANY NUMBER | 110.7 | 110.7
133 | 134 | CLOTHING SCHEDULE 23383 | ANY NUMBER | 0.5 | 1
134 | 135 | ACTIVITY SCHEDULE 23392 | ANY NUMBER | 110.7 | 110.7
135 | 136 | CLOTHING SCHEDULE 23392 | ANY NUMBER | 0.5 | 1
136 | 137 | ACTIVITY SCHEDULE 23402 | ANY NUMBER | 110.7 | 110.7
137 | 138 | CLOTHING SCHEDULE 23402 | ANY NUMBER | 0.5 | 1
138 | 139 | ACTIVITY SCHEDULE 23411 | ANY NUMBER | 126 | 126
139 | 140 | CLOTHING SCHEDULE 23411 | ANY NUMBER | 0.5 | 1
140 | 141 | ACTIVITY SCHEDULE 23420 | ANY NUMBER | 162 | 162
141 | 142 | CLOTHING SCHEDULE 23420 | ANY NUMBER | 0.5 | 1
142 | 143 | ACTIVITY SCHEDULE 23429 | ANY NUMBER | 126 | 126
143 | 144 | CLOTHING SCHEDULE 23429 | ANY NUMBER | 0.5 | 1
144 | 145 | ACTIVITY SCHEDULE 23444 | ANY NUMBER | 110.7 | 110.7
145 | 146 | CLOTHING SCHEDULE 23444 | ANY NUMBER | 0.5 | 1
146 | 147 | ACTIVITY SCHEDULE 23454 | ANY NUMBER | 110.7 | 110.7
147 | 148 | CLOTHING SCHEDULE 23454 | ANY NUMBER | 0.5 | 1
148 | 149 | ACTIVITY SCHEDULE 23463 | ANY NUMBER | 117 | 117
149 | 150 | CLOTHING SCHEDULE 23463 | ANY NUMBER | 0.5 | 1
150 | 151 | ACTIVITY SCHEDULE 23472 | ANY NUMBER | 126 | 126
151 | 152 | CLOTHING SCHEDULE 23472 | ANY NUMBER | 0.5 | 1
152 | 153 | ACTIVITY SCHEDULE 23481 | ANY NUMBER | 126 | 126
153 | 154 | CLOTHING SCHEDULE 23481 | ANY NUMBER | 0.5 | 1
154 | 155 | ACTIVITY SCHEDULE 23494 | ANY NUMBER | 110.7 | 110.7
155 | 156 | CLOTHING SCHEDULE 23494 | ANY NUMBER | 0.5 | 1
156 | 157 | ACTIVITY SCHEDULE 23503 | ANY NUMBER | 110.7 | 110.7
157 | 158 | CLOTHING SCHEDULE 23503 | ANY NUMBER | 0.5 | 1
158 | 159 | ACTIVITY SCHEDULE 23513 | ANY NUMBER | 110.7 | 110.7
159 | 160 | CLOTHING SCHEDULE 23513 | ANY NUMBER | 0.5 | 1
160 | 161 | ACTIVITY SCHEDULE 23523 | ANY NUMBER | 110.7 | 110.7
161 | 162 | CLOTHING SCHEDULE 23523 | ANY NUMBER | 0.5 | 1
162 | 163 | ACTIVITY SCHEDULE 23532 | ANY NUMBER | 126 | 126
163 | 164 | CLOTHING SCHEDULE 23532 | ANY NUMBER | 0.5 | 1
164 | 165 | ACTIVITY SCHEDULE 23544 | ANY NUMBER | 110.7 | 110.7
165 | 166 | CLOTHING SCHEDULE 23544 | ANY NUMBER | 0.5 | 1
166 | 167 | ACTIVITY SCHEDULE 24118 | ANY NUMBER | 126 | 126
167 | 168 | CLOTHING SCHEDULE 24118 | ANY NUMBER | 0.5 | 1
168 | 169 | ACTIVITY SCHEDULE 24128 | ANY NUMBER | 126 | 126
169 | 170 | CLOTHING SCHEDULE 24128 | ANY NUMBER | 0.5 | 1
170 | 171 | ACTIVITY SCHEDULE 24140 | ANY NUMBER | 162 | 162
171 | 172 | CLOTHING SCHEDULE 24140 | ANY NUMBER | 0.5 | 1
172 | 173 | ACTIVITY SCHEDULE 24150 | ANY NUMBER | 126 | 126
173 | 174 | CLOTHING SCHEDULE 24150 | ANY NUMBER | 0.5 | 1
174 | 175 | ACTIVITY SCHEDULE 24159 | ANY NUMBER | 126 | 126
175 | 176 | CLOTHING SCHEDULE 24159 | ANY NUMBER | 0.5 | 1
176 | 177 | ACTIVITY SCHEDULE 24184 | ANY NUMBER | 117 | 117
177 | 178 | CLOTHING SCHEDULE 24184 | ANY NUMBER | 0.5 | 1
178 | 179 | ACTIVITY SCHEDULE 24193 | ANY NUMBER | 126 | 126
179 | 180 | CLOTHING SCHEDULE 24193 | ANY NUMBER | 0.5 | 1
180 | 181 | ACTIVITY SCHEDULE 24211 | ANY NUMBER | 110.7 | 110.7
181 | 182 | CLOTHING SCHEDULE 24211 | ANY NUMBER | 0.5 | 1
182 | 183 | ACTIVITY SCHEDULE 24221 | ANY NUMBER | 117 | 117
183 | 184 | CLOTHING SCHEDULE 24221 | ANY NUMBER | 0.5 | 1
184 | 185 | ACTIVITY SCHEDULE 24230 | ANY NUMBER | 117 | 117
185 | 186 | CLOTHING SCHEDULE 24230 | ANY NUMBER | 0.5 | 1
186 | 187 | ACTIVITY SCHEDULE 24241 | ANY NUMBER | 126 | 126
187 | 188 | CLOTHING SCHEDULE 24241 | ANY NUMBER | 0.5 | 1
188 | 189 | ACTIVITY SCHEDULE 24261 | ANY NUMBER | 126 | 126
189 | 190 | CLOTHING SCHEDULE 24261 | ANY NUMBER | 0.5 | 1
190 | 191 | ACTIVITY SCHEDULE 24272 | ANY NUMBER | 117 | 117
191 | 192 | CLOTHING SCHEDULE 24272 | ANY NUMBER | 0.5 | 1
192 | 193 | ACTIVITY SCHEDULE 24281 | ANY NUMBER | 162 | 162
193 | 194 | CLOTHING SCHEDULE 24281 | ANY NUMBER | 0.5 | 1
194 | 195 | ACTIVITY SCHEDULE 24291 | ANY NUMBER | 126 | 126
195 | 196 | CLOTHING SCHEDULE 24291 | ANY NUMBER | 0.5 | 1
196 | 197 | ACTIVITY SCHEDULE 24300 | ANY NUMBER | 110.7 | 110.7
197 | 198 | CLOTHING SCHEDULE 24300 | ANY NUMBER | 0.5 | 1
198 | 199 | ACTIVITY SCHEDULE 24309 | ANY NUMBER | 110.7 | 110.7
199 | 200 | CLOTHING SCHEDULE 24309 | ANY NUMBER | 0.5 | 1
200 | 201 | ACTIVITY SCHEDULE 24319 | ANY NUMBER | 110.7 | 110.7
201 | 202 | CLOTHING SCHEDULE 24319 | ANY NUMBER | 0.5 | 1
202 | 203 | ACTIVITY SCHEDULE 24328 | ANY NUMBER | 126 | 126
203 | 204 | CLOTHING SCHEDULE 24328 | ANY NUMBER | 0.5 | 1
204 | 205 | ACTIVITY SCHEDULE 24337 | ANY NUMBER | 162 | 162
205 | 206 | CLOTHING SCHEDULE 24337 | ANY NUMBER | 0.5 | 1
206 | 207 | ACTIVITY SCHEDULE 24346 | ANY NUMBER | 126 | 126
207 | 208 | CLOTHING SCHEDULE 24346 | ANY NUMBER | 0.5 | 1
208 | 209 | ACTIVITY SCHEDULE 24361 | ANY NUMBER | 110.7 | 110.7
209 | 210 | CLOTHING SCHEDULE 24361 | ANY NUMBER | 0.5 | 1
210 | 211 | ACTIVITY SCHEDULE 24371 | ANY NUMBER | 110.7 | 110.7
211 | 212 | CLOTHING SCHEDULE 24371 | ANY NUMBER | 0.5 | 1
212 | 213 | ACTIVITY SCHEDULE 24380 | ANY NUMBER | 117 | 117
213 | 214 | CLOTHING SCHEDULE 24380 | ANY NUMBER | 0.5 | 1
214 | 215 | ACTIVITY SCHEDULE 24389 | ANY NUMBER | 126 | 126
215 | 216 | CLOTHING SCHEDULE 24389 | ANY NUMBER | 0.5 | 1
216 | 217 | ACTIVITY SCHEDULE 24398 | ANY NUMBER | 126 | 126
217 | 218 | CLOTHING SCHEDULE 24398 | ANY NUMBER | 0.5 | 1
218 | 219 | ACTIVITY SCHEDULE 24411 | ANY NUMBER | 110.7 | 110.7
219 | 220 | CLOTHING SCHEDULE 24411 | ANY NUMBER | 0.5 | 1
220 | 221 | ACTIVITY SCHEDULE 24420 | ANY NUMBER | 110.7 | 110.7
221 | 222 | CLOTHING SCHEDULE 24420 | ANY NUMBER | 0.5 | 1
222 | 223 | ACTIVITY SCHEDULE 24430 | ANY NUMBER | 110.7 | 110.7
223 | 224 | CLOTHING SCHEDULE 24430 | ANY NUMBER | 0.5 | 1
224 | 225 | ACTIVITY SCHEDULE 24440 | ANY NUMBER | 110.7 | 110.7
225 | 226 | CLOTHING SCHEDULE 24440 | ANY NUMBER | 0.5 | 1
226 | 227 | ACTIVITY SCHEDULE 24449 | ANY NUMBER | 126 | 126
227 | 228 | CLOTHING SCHEDULE 24449 | ANY NUMBER | 0.5 | 1
228 | 229 | ACTIVITY SCHEDULE 24461 | ANY NUMBER | 110.7 | 110.7
229 | 230 | CLOTHING SCHEDULE 24461 | ANY NUMBER | 0.5 | 1
230 | 231 | ACTIVITY SCHEDULE 25037 | ANY NUMBER | 110.7 | 110.7
231 | 232 | CLOTHING SCHEDULE 25037 | ANY NUMBER | 0.5 | 1
232 | 233 | ACTIVITY SCHEDULE 25047 | ANY NUMBER | 126 | 126
233 | 234 | CLOTHING SCHEDULE 25047 | ANY NUMBER | 0.5 | 1
234 | 235 | ACTIVITY SCHEDULE 25062 | ANY NUMBER | 110.7 | 110.7
235 | 236 | CLOTHING SCHEDULE 25062 | ANY NUMBER | 0.5 | 1
236 | 237 | ACTIVITY SCHEDULE 25071 | ANY NUMBER | 110.7 | 110.7
237 | 238 | CLOTHING SCHEDULE 25071 | ANY NUMBER | 0.5 | 1
238 | 239 | ACTIVITY SCHEDULE 25081 | ANY NUMBER | 110.7 | 110.7
239 | 240 | CLOTHING SCHEDULE 25081 | ANY NUMBER | 0.5 | 1
240 | 241 | ACTIVITY SCHEDULE 25090 | ANY NUMBER | 126 | 126
241 | 242 | CLOTHING SCHEDULE 25090 | ANY NUMBER | 0.5 | 1
242 | 243 | ACTIVITY SCHEDULE 25102 | ANY NUMBER | 110.7 | 110.7
243 | 244 | CLOTHING SCHEDULE 25102 | ANY NUMBER | 0.5 | 1
244 | 245 | ACTIVITY SCHEDULE 25111 | ANY NUMBER | 126 | 126
245 | 246 | CLOTHING SCHEDULE 25111 | ANY NUMBER | 0.5 | 1
246 | 247 | ACTIVITY SCHEDULE 25121 | ANY NUMBER | 117 | 117
247 | 248 | CLOTHING SCHEDULE 25121 | ANY NUMBER | 0.5 | 1
248 | 249 | ACTIVITY SCHEDULE 25130 | ANY NUMBER | 126 | 126
249 | 250 | CLOTHING SCHEDULE 25130 | ANY NUMBER | 0.5 | 1
250 | 251 | ACTIVITY SCHEDULE 25142 | ANY NUMBER | 126 | 126
251 | 252 | CLOTHING SCHEDULE 25142 | ANY NUMBER | 0.5 | 1
252 | 253 | ACTIVITY SCHEDULE 25167 | ANY NUMBER | 126 | 126
253 | 254 | CLOTHING SCHEDULE 25167 | ANY NUMBER | 0.5 | 1
254 | 255 | ACTIVITY SCHEDULE 25185 | ANY NUMBER | 162 | 162
255 | 256 | CLOTHING SCHEDULE 25185 | ANY NUMBER | 0.5 | 1
256 | 257 | ACTIVITY SCHEDULE 25195 | ANY NUMBER | 126 | 126
257 | 258 | CLOTHING SCHEDULE 25195 | ANY NUMBER | 0.5 | 1
258 | 259 | ACTIVITY SCHEDULE 25204 | ANY NUMBER | 117 | 117
259 | 260 | CLOTHING SCHEDULE 25204 | ANY NUMBER | 0.5 | 1
260 | 261 | ACTIVITY SCHEDULE 25213 | ANY NUMBER | 117 | 117
261 | 262 | CLOTHING SCHEDULE 25213 | ANY NUMBER | 0.5 | 1
262 | 263 | ACTIVITY SCHEDULE 25224 | ANY NUMBER | 126 | 126
263 | 264 | CLOTHING SCHEDULE 25224 | ANY NUMBER | 0.5 | 1
264 | 265 | ACTIVITY SCHEDULE 25244 | ANY NUMBER | 126 | 126
265 | 266 | CLOTHING SCHEDULE 25244 | ANY NUMBER | 0.5 | 1
266 | 267 | ACTIVITY SCHEDULE 25255 | ANY NUMBER | 117 | 117
267 | 268 | CLOTHING SCHEDULE 25255 | ANY NUMBER | 0.5 | 1
268 | 269 | ACTIVITY SCHEDULE 25264 | ANY NUMBER | 162 | 162
269 | 270 | CLOTHING SCHEDULE 25264 | ANY NUMBER | 0.5 | 1
270 | 271 | ACTIVITY SCHEDULE 25274 | ANY NUMBER | 126 | 126
271 | 272 | CLOTHING SCHEDULE 25274 | ANY NUMBER | 0.5 | 1
272 | 273 | ACTIVITY SCHEDULE 25283 | ANY NUMBER | 110.7 | 110.7
273 | 274 | CLOTHING SCHEDULE 25283 | ANY NUMBER | 0.5 | 1
274 | 275 | ACTIVITY SCHEDULE 25292 | ANY NUMBER | 126 | 126
275 | 276 | CLOTHING SCHEDULE 25292 | ANY NUMBER | 0.5 | 1
276 | 277 | ACTIVITY SCHEDULE 25301 | ANY NUMBER | 110.7 | 110.7
277 | 278 | CLOTHING SCHEDULE 25301 | ANY NUMBER | 0.5 | 1
278 | 279 | ACTIVITY SCHEDULE 25311 | ANY NUMBER | 162 | 162
279 | 280 | CLOTHING SCHEDULE 25311 | ANY NUMBER | 0.5 | 1
280 | 281 | ACTIVITY SCHEDULE 25320 | ANY NUMBER | 110.7 | 110.7
281 | 282 | CLOTHING SCHEDULE 25320 | ANY NUMBER | 0.5 | 1
282 | 283 | ACTIVITY SCHEDULE 25330 | ANY NUMBER | 117 | 117
283 | 284 | CLOTHING SCHEDULE 25330 | ANY NUMBER | 0.5 | 1
284 | 285 | ACTIVITY SCHEDULE 25339 | ANY NUMBER | 126 | 126
285 | 286 | CLOTHING SCHEDULE 25339 | ANY NUMBER | 0.5 | 1
286 | 287 | ACTIVITY SCHEDULE 25348 | ANY NUMBER | 126 | 126
287 | 288 | CLOTHING SCHEDULE 25348 | ANY NUMBER | 0.5 | 1
288 | 289 | ACTIVITY SCHEDULE 25361 | ANY NUMBER | 110.7 | 110.7
289 | 290 | CLOTHING SCHEDULE 25361 | ANY NUMBER | 0.5 | 1
290 | 291 | ACTIVITY SCHEDULE 25370 | ANY NUMBER | 110.7 | 110.7
291 | 292 | CLOTHING SCHEDULE 25370 | ANY NUMBER | 0.5 | 1
292 | 293 | ACTIVITY SCHEDULE 25380 | ANY NUMBER | 110.7 | 110.7
293 | 294 | CLOTHING SCHEDULE 25380 | ANY NUMBER | 0.5 | 1
294 | 295 | ACTIVITY SCHEDULE 25499 | ANY NUMBER | 162 | 162
295 | 296 | CLOTHING SCHEDULE 25499 | ANY NUMBER | 0.5 | 1

## RoomAirModels
| ZoneIndex | AirModelName | AirModelType | TempCoupleScheme | SimAirModel
0 | 1 | MIXING AIR MODEL FOR 3NP:CORR1 | 2 | 1 | 0
1 | 2 | MIXING AIR MODEL FOR 3NP:CORR2 | 2 | 1 | 0
2 | 3 | MIXING AIR MODEL FOR 3NP:CORR3 | 2 | 1 | 0
3 | 4 | MIXING AIR MODEL FOR 3NP:OFF1 | 2 | 1 | 0
4 | 5 | MIXING AIR MODEL FOR 3NP:STORE1 | 2 | 1 | 0
5 | 6 | MIXING AIR MODEL FOR 3NP:WC1 | 2 | 1 | 0
6 | 7 | MIXING AIR MODEL FOR 3NP:WC2 | 2 | 1 | 0
7 | 8 | MIXING AIR MODEL FOR 3NP:SHAFT1 | 2 | 1 | 0
8 | 9 | MIXING AIR MODEL FOR 3NP:STORE | 2 | 1 | 0
9 | 10 | MIXING AIR MODEL FOR 3NP:MECH | 2 | 1 | 0
10 | 11 | MIXING AIR MODEL FOR 3NP:CORR4 | 2 | 1 | 0
11 | 12 | MIXING AIR MODEL FOR 3NP:WC3 | 2 | 1 | 0
12 | 13 | MIXING AIR MODEL FOR 3NP:CORR | 2 | 1 | 0
13 | 14 | MIXING AIR MODEL FOR 3NP:SHAFT2 | 2 | 1 | 0
14 | 15 | MIXING AIR MODEL FOR 3NP:SHAFT3 | 2 | 1 | 0
15 | 16 | MIXING AIR MODEL FOR 3NP:OFF2 | 2 | 1 | 0
16 | 17 | MIXING AIR MODEL FOR 3NP:LOBBY | 2 | 1 | 0
17 | 18 | MIXING AIR MODEL FOR 3NP:OFF3 | 2 | 1 | 0
18 | 19 | MIXING AIR MODEL FOR 3NP:SHAFT | 2 | 1 | 0
19 | 20 | MIXING AIR MODEL FOR 3NP:WC4 | 2 | 1 | 0
20 | 21 | MIXING AIR MODEL FOR 3NP:OFF4 | 2 | 1 | 0
21 | 22 | MIXING AIR MODEL FOR 3NP:OFF5 | 2 | 1 | 0
22 | 23 | MIXING AIR MODEL FOR 3NP:OFF6 | 2 | 1 | 0
23 | 24 | MIXING AIR MODEL FOR 3NP:WC | 2 | 1 | 0
24 | 25 | MIXING AIR MODEL FOR 3NP:OFF7 | 2 | 1 | 0
25 | 26 | MIXING AIR MODEL FOR 3NP:OFF | 2 | 1 | 0
26 | 27 | MIXING AIR MODEL FOR 4NP:CORR1 | 2 | 1 | 0
27 | 28 | MIXING AIR MODEL FOR 4NP:CORR2 | 2 | 1 | 0
28 | 29 | MIXING AIR MODEL FOR 4NP:MECH1 | 2 | 1 | 0
29 | 30 | MIXING AIR MODEL FOR 4NP:WC1 | 2 | 1 | 0
30 | 31 | MIXING AIR MODEL FOR 4NP:CORR3 | 2 | 1 | 0
31 | 32 | MIXING AIR MODEL FOR 4NP:SHAFT1 | 2 | 1 | 0
32 | 33 | MIXING AIR MODEL FOR 4NP:CORR4 | 2 | 1 | 0
33 | 34 | MIXING AIR MODEL FOR 4NP:OFF1 | 2 | 1 | 0
34 | 35 | MIXING AIR MODEL FOR 4NP:SHAFT2 | 2 | 1 | 0
35 | 36 | MIXING AIR MODEL FOR 4NP:SHAFT3 | 2 | 1 | 0
36 | 37 | MIXING AIR MODEL FOR 4NP:CORR5 | 2 | 1 | 0
37 | 38 | MIXING AIR MODEL FOR 4NP:STORE | 2 | 1 | 0
38 | 39 | MIXING AIR MODEL FOR 4NP:SHAFT4 | 2 | 1 | 0
39 | 40 | MIXING AIR MODEL FOR 4NP:KITCH | 2 | 1 | 0
40 | 41 | MIXING AIR MODEL FOR 4NP:WC2 | 2 | 1 | 0
41 | 42 | MIXING AIR MODEL FOR 4NP:OFF2 | 2 | 1 | 0
42 | 43 | MIXING AIR MODEL FOR 4NP:OFF3 | 2 | 1 | 0
43 | 44 | MIXING AIR MODEL FOR 4NP:OFF4 | 2 | 1 | 0
44 | 45 | MIXING AIR MODEL FOR 4NP:WC3 | 2 | 1 | 0
45 | 46 | MIXING AIR MODEL FOR 4NP:MECH | 2 | 1 | 0
46 | 47 | MIXING AIR MODEL FOR 4NP:CORR6 | 2 | 1 | 0
47 | 48 | MIXING AIR MODEL FOR 4NP:OFFICE | 2 | 1 | 0
48 | 49 | MIXING AIR MODEL FOR 4NP:OFF5 | 2 | 1 | 0
49 | 50 | MIXING AIR MODEL FOR 4NP:SHAFT | 2 | 1 | 0
50 | 51 | MIXING AIR MODEL FOR 4NP:WC | 2 | 1 | 0
51 | 52 | MIXING AIR MODEL FOR 4NP:CORR | 2 | 1 | 0
52 | 53 | MIXING AIR MODEL FOR 4NP:OFF6 | 2 | 1 | 0
53 | 54 | MIXING AIR MODEL FOR 4NP:OFF7 | 2 | 1 | 0
54 | 55 | MIXING AIR MODEL FOR 4NP:OFF8 | 2 | 1 | 0
55 | 56 | MIXING AIR MODEL FOR 4NP:OFF9 | 2 | 1 | 0
56 | 57 | MIXING AIR MODEL FOR 4NP:LOBBY | 2 | 1 | 0
57 | 58 | MIXING AIR MODEL FOR 4NP:OFF | 2 | 1 | 0
58 | 59 | MIXING AIR MODEL FOR 5NP:CORR1 | 2 | 1 | 0
59 | 60 | MIXING AIR MODEL FOR 5NP:CORR2 | 2 | 1 | 0
60 | 61 | MIXING AIR MODEL FOR 5NP:MECH1 | 2 | 1 | 0
61 | 62 | MIXING AIR MODEL FOR 5NP:WC1 | 2 | 1 | 0
62 | 63 | MIXING AIR MODEL FOR 5NP:CORR3 | 2 | 1 | 0
63 | 64 | MIXING AIR MODEL FOR 5NP:SHAFT1 | 2 | 1 | 0
64 | 65 | MIXING AIR MODEL FOR 5NP:CORR4 | 2 | 1 | 0
65 | 66 | MIXING AIR MODEL FOR 5NP:OFF1 | 2 | 1 | 0
66 | 67 | MIXING AIR MODEL FOR 5NP:SHAFT2 | 2 | 1 | 0
67 | 68 | MIXING AIR MODEL FOR 5NP:SHAFT3 | 2 | 1 | 0
68 | 69 | MIXING AIR MODEL FOR 5NP:CORR5 | 2 | 1 | 0
69 | 70 | MIXING AIR MODEL FOR 5NP:STORE | 2 | 1 | 0
70 | 71 | MIXING AIR MODEL FOR 5NP:SHAFT4 | 2 | 1 | 0
71 | 72 | MIXING AIR MODEL FOR 5NP:KITCH | 2 | 1 | 0
72 | 73 | MIXING AIR MODEL FOR 5NP:WC2 | 2 | 1 | 0
73 | 74 | MIXING AIR MODEL FOR 5NP:OFF2 | 2 | 1 | 0
74 | 75 | MIXING AIR MODEL FOR 5NP:OFF3 | 2 | 1 | 0
75 | 76 | MIXING AIR MODEL FOR 5NP:OFF4 | 2 | 1 | 0
76 | 77 | MIXING AIR MODEL FOR 5NP:WC3 | 2 | 1 | 0
77 | 78 | MIXING AIR MODEL FOR 5NP:MECH | 2 | 1 | 0
78 | 79 | MIXING AIR MODEL FOR 5NP:CORR6 | 2 | 1 | 0
79 | 80 | MIXING AIR MODEL FOR 5NP:OFFICE | 2 | 1 | 0
80 | 81 | MIXING AIR MODEL FOR 5NP:OFF8 | 2 | 1 | 0
81 | 82 | MIXING AIR MODEL FOR 5NP:SHAFT | 2 | 1 | 0
82 | 83 | MIXING AIR MODEL FOR 5NP:WC | 2 | 1 | 0
83 | 84 | MIXING AIR MODEL FOR 5NP:CORR | 2 | 1 | 0
84 | 85 | MIXING AIR MODEL FOR 5NP:OFFICETYPE2 | 2 | 1 | 0
85 | 86 | MIXING AIR MODEL FOR 5NP:OFF7 | 2 | 1 | 0
86 | 87 | MIXING AIR MODEL FOR 5NP:OFF5 | 2 | 1 | 0
87 | 88 | MIXING AIR MODEL FOR 5NP:OFF9 | 2 | 1 | 0
88 | 89 | MIXING AIR MODEL FOR 5NP:LOBBY | 2 | 1 | 0
89 | 90 | MIXING AIR MODEL FOR 5NP:OFF | 2 | 1 | 0
90 | 91 | MIXING AIR MODEL FOR 6NP:OFF1 | 2 | 1 | 0
91 | 92 | MIXING AIR MODEL FOR 6NP:CORR1 | 2 | 1 | 0
92 | 93 | MIXING AIR MODEL FOR 6NP:OFF2 | 2 | 1 | 0
93 | 94 | MIXING AIR MODEL FOR 6NP:OFF3 | 2 | 1 | 0
94 | 95 | MIXING AIR MODEL FOR 6NP:OFF4 | 2 | 1 | 0
95 | 96 | MIXING AIR MODEL FOR 6NP:LOBBY | 2 | 1 | 0
96 | 97 | MIXING AIR MODEL FOR 6NP:OFF5 | 2 | 1 | 0
97 | 98 | MIXING AIR MODEL FOR 6NP:CORR2 | 2 | 1 | 0
98 | 99 | MIXING AIR MODEL FOR 6NP:SHAFT1 | 2 | 1 | 0
99 | 100 | MIXING AIR MODEL FOR 6NP:CORR3 | 2 | 1 | 0
100 | 101 | MIXING AIR MODEL FOR 6NP:CORR4 | 2 | 1 | 0
101 | 102 | MIXING AIR MODEL FOR 6NP:CORR5 | 2 | 1 | 0
102 | 103 | MIXING AIR MODEL FOR 6NP:MECH1 | 2 | 1 | 0
103 | 104 | MIXING AIR MODEL FOR 6NP:WC1 | 2 | 1 | 0
104 | 105 | MIXING AIR MODEL FOR 6NP:SHAFT2 | 2 | 1 | 0
105 | 106 | MIXING AIR MODEL FOR 6NP:SHAFT3 | 2 | 1 | 0
106 | 107 | MIXING AIR MODEL FOR 6NP:CORR6 | 2 | 1 | 0
107 | 108 | MIXING AIR MODEL FOR 6NP:STORE | 2 | 1 | 0
108 | 109 | MIXING AIR MODEL FOR 6NP:SHAFT4 | 2 | 1 | 0
109 | 110 | MIXING AIR MODEL FOR 6NP:KITCH | 2 | 1 | 0
110 | 111 | MIXING AIR MODEL FOR 6NP:WC2 | 2 | 1 | 0
111 | 112 | MIXING AIR MODEL FOR 6NP:OFFICETYPE3CT | 2 | 1 | 0
112 | 113 | MIXING AIR MODEL FOR 6NP:WC3 | 2 | 1 | 0
113 | 114 | MIXING AIR MODEL FOR 6NP:OFF7 | 2 | 1 | 0
114 | 115 | MIXING AIR MODEL FOR 6NP:MECH | 2 | 1 | 0
115 | 116 | MIXING AIR MODEL FOR 6NP:OFFICE | 2 | 1 | 0
116 | 117 | MIXING AIR MODEL FOR 6NP:SHAFT | 2 | 1 | 0
117 | 118 | MIXING AIR MODEL FOR 6NP:WC | 2 | 1 | 0
118 | 119 | MIXING AIR MODEL FOR 6NP:CORR | 2 | 1 | 0
119 | 120 | MIXING AIR MODEL FOR 6NP:OFF8 | 2 | 1 | 0
120 | 121 | MIXING AIR MODEL FOR 6NP:OFF9 | 2 | 1 | 0
121 | 122 | MIXING AIR MODEL FOR 6NP:OFFICETYPE3CT/1 | 2 | 1 | 0
122 | 123 | MIXING AIR MODEL FOR 7NP:MECH | 2 | 1 | 0

## Materials
| MaterialIndex | Name | MaterialType | Roughness | Conductivity | Density | IsoMoistCap | Porosity | Resistance | ROnly | SpecHeat | ThermGradCoef | Thickness | VaporDiffus
0 | 1 | CAST CONCRETE (DENSE)_0.1 | 0 | 2 | 1.4 | 2100 | 0 | 0 | 0.071429 | 0 | 840 | 0 | 0.1 | 0
1 | 2 | GYPSUM PLASTERING_0.013 | 0 | 2 | 0.4 | 1000 | 0 | 0 | 0.0325 | 0 | 1000 | 0 | 0.013 | 0
2 | 3 | BRICKWORK INNER LEAF_0.115 | 0 | 2 | 0.62 | 1700 | 0 | 0 | 0.18548 | 0 | 800 | 0 | 0.115 | 0
3 | 4 | _ CENTRAL WALL 1_0.01 | 0 | 2 | 0.99 | 1760 | 0 | 0 | 0.010101 | 0 | 840 | 0 | 0.01 | 0
4 | 5 | _CENTRAL WALL 2 CONC_0.25 | 0 | 2 | 0.11 | 2000 | 0 | 0 | 2.2727 | 0 | 1000 | 0 | 0.25 | 0
5 | 6 | _ CENTRAL WALL 4 MIN WOOL QUILT 140 MM_0.0837 | 0 | 2 | 0.04 | 12 | 0 | 0 | 2.0925 | 0 | 1030 | 0 | 0.0837 | 0
6 | 7 | _ CENTRAL ROOF 4 AND 5_0.1086 | 0 | 2 | 0.035 | 160 | 0 | 0 | 3.1029 | 0 | 840 | 0 | 0.1086 | 0
7 | 8 | _ CENTRAL ROOF 4 AND 5_0.1 | 0 | 2 | 0.035 | 160 | 0 | 0 | 2.8571 | 0 | 840 | 0 | 0.1 | 0
8 | 9 | _ CENTRAL ROOF 2 CONCRETE REINFORCED1_0.22 | 0 | 2 | 1.58 | 2300 | 0 | 0 | 0.13924 | 0 | 1000 | 0 | 0.22 | 0
9 | 10 | EXTERNAL RENDERING_0.025 | 0 | 2 | 0.5 | 1300 | 0 | 0 | 0.05 | 0 | 1000 | 0 | 0.025 | 0
10 | 11 | MW STONE WOOL (ROLLS)_0.0766 | 0 | 2 | 0.04 | 30 | 0 | 0 | 1.915 | 0 | 840 | 0 | 0.0766 | 0
11 | 12 | LINEARBRIDGINGLAYER | 0 | 2 | 0 | 0 | 0 | 0 | 1 | 1 | 0 | 0 | 0 | 0
12 | 13 | IRTMATERIAL | 9 | 0 | 0 | 0 | 0 | 0 | 0.01 | 0 | 0 | 0 | 0 | 0
13 | 14 | 2 | 3 | 6 | 0.9 | 0 | 0 | 0 | 0.0033333 | 1 | 0 | 0 | 0.003 | 0
14 | 15 | 40 | 3 | 6 | 0.9 | 0 | 0 | 0 | 0.0033333 | 1 | 0 | 0 | 0.003 | 0
15 | 16 | 41 | 3 | 6 | 0.9 | 0 | 0 | 0 | 0.0033333 | 1 | 0 | 0 | 0.003 | 0
16 | 17 | 1001 | 4 | 3 | 0 | 0 | 0 | 0 | 0 | 1 | 0 | 0 | 0.006 | 0
17 | 18 | HALF THICKNESS 1001 | 4 | 3 | 0 | 0 | 0 | 0 | 0 | 1 | 0 | 0 | 0.003 | 0

## Time
| TimeIndex | Month | Day | Hour | Minute | Dst | Interval | IntervalType | SimulationDays | DayType | EnvironmentPeriodIndex | WarmupFlag
0 | 1 | 1 | 1 | 1 | 0 | 0 | 60 | 1 | 1 | Tuesday | 3
1 | 2 | 1 | 1 | 2 | 0 | 0 | 60 | 1 | 1 | Tuesday | 3
2 | 3 | 1 | 1 | 3 | 0 | 0 | 60 | 1 | 1 | Tuesday | 3
3 | 4 | 1 | 1 | 4 | 0 | 0 | 60 | 1 | 1 | Tuesday | 3
4 | 5 | 1 | 1 | 5 | 0 | 0 | 60 | 1 | 1 | Tuesday | 3
5 | 6 | 1 | 1 | 6 | 0 | 0 | 60 | 1 | 1 | Tuesday | 3
6 | 7 | 1 | 1 | 7 | 0 | 0 | 60 | 1 | 1 | Tuesday | 3
7 | 8 | 1 | 1 | 8 | 0 | 0 | 60 | 1 | 1 | Tuesday | 3
8 | 9 | 1 | 1 | 9 | 0 | 0 | 60 | 1 | 1 | Tuesday | 3
9 | 10 | 1 | 1 | 10 | 0 | 0 | 60 | 1 | 1 | Tuesday | 3
10 | 11 | 1 | 1 | 11 | 0 | 0 | 60 | 1 | 1 | Tuesday | 3
11 | 12 | 1 | 1 | 12 | 0 | 0 | 60 | 1 | 1 | Tuesday | 3
12 | 13 | 1 | 1 | 13 | 0 | 0 | 60 | 1 | 1 | Tuesday | 3
13 | 14 | 1 | 1 | 14 | 0 | 0 | 60 | 1 | 1 | Tuesday | 3
14 | 15 | 1 | 1 | 15 | 0 | 0 | 60 | 1 | 1 | Tuesday | 3
15 | 16 | 1 | 1 | 16 | 0 | 0 | 60 | 1 | 1 | Tuesday | 3
16 | 17 | 1 | 1 | 17 | 0 | 0 | 60 | 1 | 1 | Tuesday | 3
17 | 18 | 1 | 1 | 18 | 0 | 0 | 60 | 1 | 1 | Tuesday | 3
18 | 19 | 1 | 1 | 19 | 0 | 0 | 60 | 1 | 1 | Tuesday | 3
19 | 20 | 1 | 1 | 20 | 0 | 0 | 60 | 1 | 1 | Tuesday | 3
20 | 21 | 1 | 1 | 21 | 0 | 0 | 60 | 1 | 1 | Tuesday | 3
21 | 22 | 1 | 1 | 22 | 0 | 0 | 60 | 1 | 1 | Tuesday | 3
22 | 23 | 1 | 1 | 23 | 0 | 0 | 60 | 1 | 1 | Tuesday | 3
23 | 24 | 1 | 1 | 24 | 0 | 0 | 60 | 1 | 1 | Tuesday | 3
24 | 25 | 1 | 1 | 24 | 0 | 0 | 1440 | 2 | 1 | Tuesday | 3
25 | 26 | 1 | 2 | 1 | 0 | 0 | 60 | 1 | 2 | Wednesday | 3
26 | 27 | 1 | 2 | 2 | 0 | 0 | 60 | 1 | 2 | Wednesday | 3
27 | 28 | 1 | 2 | 3 | 0 | 0 | 60 | 1 | 2 | Wednesday | 3
28 | 29 | 1 | 2 | 4 | 0 | 0 | 60 | 1 | 2 | Wednesday | 3
29 | 30 | 1 | 2 | 5 | 0 | 0 | 60 | 1 | 2 | Wednesday | 3
30 | 31 | 1 | 2 | 6 | 0 | 0 | 60 | 1 | 2 | Wednesday | 3
31 | 32 | 1 | 2 | 7 | 0 | 0 | 60 | 1 | 2 | Wednesday | 3
32 | 33 | 1 | 2 | 8 | 0 | 0 | 60 | 1 | 2 | Wednesday | 3
33 | 34 | 1 | 2 | 9 | 0 | 0 | 60 | 1 | 2 | Wednesday | 3
34 | 35 | 1 | 2 | 10 | 0 | 0 | 60 | 1 | 2 | Wednesday | 3
35 | 36 | 1 | 2 | 11 | 0 | 0 | 60 | 1 | 2 | Wednesday | 3
36 | 37 | 1 | 2 | 12 | 0 | 0 | 60 | 1 | 2 | Wednesday | 3
37 | 38 | 1 | 2 | 13 | 0 | 0 | 60 | 1 | 2 | Wednesday | 3
38 | 39 | 1 | 2 | 14 | 0 | 0 | 60 | 1 | 2 | Wednesday | 3
39 | 40 | 1 | 2 | 15 | 0 | 0 | 60 | 1 | 2 | Wednesday | 3
40 | 41 | 1 | 2 | 16 | 0 | 0 | 60 | 1 | 2 | Wednesday | 3
41 | 42 | 1 | 2 | 17 | 0 | 0 | 60 | 1 | 2 | Wednesday | 3
42 | 43 | 1 | 2 | 18 | 0 | 0 | 60 | 1 | 2 | Wednesday | 3
43 | 44 | 1 | 2 | 19 | 0 | 0 | 60 | 1 | 2 | Wednesday | 3
44 | 45 | 1 | 2 | 20 | 0 | 0 | 60 | 1 | 2 | Wednesday | 3
45 | 46 | 1 | 2 | 21 | 0 | 0 | 60 | 1 | 2 | Wednesday | 3
46 | 47 | 1 | 2 | 22 | 0 | 0 | 60 | 1 | 2 | Wednesday | 3
47 | 48 | 1 | 2 | 23 | 0 | 0 | 60 | 1 | 2 | Wednesday | 3
48 | 49 | 1 | 2 | 24 | 0 | 0 | 60 | 1 | 2 | Wednesday | 3
49 | 50 | 1 | 2 | 24 | 0 | 0 | 1440 | 2 | 2 | Wednesday | 3
50 | 51 | 1 | 3 | 1 | 0 | 0 | 60 | 1 | 3 | Thursday | 3
51 | 52 | 1 | 3 | 2 | 0 | 0 | 60 | 1 | 3 | Thursday | 3
52 | 53 | 1 | 3 | 3 | 0 | 0 | 60 | 1 | 3 | Thursday | 3
53 | 54 | 1 | 3 | 4 | 0 | 0 | 60 | 1 | 3 | Thursday | 3
54 | 55 | 1 | 3 | 5 | 0 | 0 | 60 | 1 | 3 | Thursday | 3
55 | 56 | 1 | 3 | 6 | 0 | 0 | 60 | 1 | 3 | Thursday | 3
56 | 57 | 1 | 3 | 7 | 0 | 0 | 60 | 1 | 3 | Thursday | 3
57 | 58 | 1 | 3 | 8 | 0 | 0 | 60 | 1 | 3 | Thursday | 3
58 | 59 | 1 | 3 | 9 | 0 | 0 | 60 | 1 | 3 | Thursday | 3
59 | 60 | 1 | 3 | 10 | 0 | 0 | 60 | 1 | 3 | Thursday | 3
60 | 61 | 1 | 3 | 11 | 0 | 0 | 60 | 1 | 3 | Thursday | 3
61 | 62 | 1 | 3 | 12 | 0 | 0 | 60 | 1 | 3 | Thursday | 3
62 | 63 | 1 | 3 | 13 | 0 | 0 | 60 | 1 | 3 | Thursday | 3
63 | 64 | 1 | 3 | 14 | 0 | 0 | 60 | 1 | 3 | Thursday | 3
64 | 65 | 1 | 3 | 15 | 0 | 0 | 60 | 1 | 3 | Thursday | 3
65 | 66 | 1 | 3 | 16 | 0 | 0 | 60 | 1 | 3 | Thursday | 3
66 | 67 | 1 | 3 | 17 | 0 | 0 | 60 | 1 | 3 | Thursday | 3
67 | 68 | 1 | 3 | 18 | 0 | 0 | 60 | 1 | 3 | Thursday | 3
68 | 69 | 1 | 3 | 19 | 0 | 0 | 60 | 1 | 3 | Thursday | 3
69 | 70 | 1 | 3 | 20 | 0 | 0 | 60 | 1 | 3 | Thursday | 3
70 | 71 | 1 | 3 | 21 | 0 | 0 | 60 | 1 | 3 | Thursday | 3
71 | 72 | 1 | 3 | 22 | 0 | 0 | 60 | 1 | 3 | Thursday | 3
72 | 73 | 1 | 3 | 23 | 0 | 0 | 60 | 1 | 3 | Thursday | 3
73 | 74 | 1 | 3 | 24 | 0 | 0 | 60 | 1 | 3 | Thursday | 3
74 | 75 | 1 | 3 | 24 | 0 | 0 | 1440 | 2 | 3 | Thursday | 3
75 | 76 | 1 | 4 | 1 | 0 | 0 | 60 | 1 | 4 | Friday | 3
76 | 77 | 1 | 4 | 2 | 0 | 0 | 60 | 1 | 4 | Friday | 3
77 | 78 | 1 | 4 | 3 | 0 | 0 | 60 | 1 | 4 | Friday | 3
78 | 79 | 1 | 4 | 4 | 0 | 0 | 60 | 1 | 4 | Friday | 3
79 | 80 | 1 | 4 | 5 | 0 | 0 | 60 | 1 | 4 | Friday | 3
80 | 81 | 1 | 4 | 6 | 0 | 0 | 60 | 1 | 4 | Friday | 3
81 | 82 | 1 | 4 | 7 | 0 | 0 | 60 | 1 | 4 | Friday | 3
82 | 83 | 1 | 4 | 8 | 0 | 0 | 60 | 1 | 4 | Friday | 3
83 | 84 | 1 | 4 | 9 | 0 | 0 | 60 | 1 | 4 | Friday | 3
84 | 85 | 1 | 4 | 10 | 0 | 0 | 60 | 1 | 4 | Friday | 3
85 | 86 | 1 | 4 | 11 | 0 | 0 | 60 | 1 | 4 | Friday | 3
86 | 87 | 1 | 4 | 12 | 0 | 0 | 60 | 1 | 4 | Friday | 3
87 | 88 | 1 | 4 | 13 | 0 | 0 | 60 | 1 | 4 | Friday | 3
88 | 89 | 1 | 4 | 14 | 0 | 0 | 60 | 1 | 4 | Friday | 3
89 | 90 | 1 | 4 | 15 | 0 | 0 | 60 | 1 | 4 | Friday | 3
90 | 91 | 1 | 4 | 16 | 0 | 0 | 60 | 1 | 4 | Friday | 3
91 | 92 | 1 | 4 | 17 | 0 | 0 | 60 | 1 | 4 | Friday | 3
92 | 93 | 1 | 4 | 18 | 0 | 0 | 60 | 1 | 4 | Friday | 3
93 | 94 | 1 | 4 | 19 | 0 | 0 | 60 | 1 | 4 | Friday | 3
94 | 95 | 1 | 4 | 20 | 0 | 0 | 60 | 1 | 4 | Friday | 3
95 | 96 | 1 | 4 | 21 | 0 | 0 | 60 | 1 | 4 | Friday | 3
96 | 97 | 1 | 4 | 22 | 0 | 0 | 60 | 1 | 4 | Friday | 3
97 | 98 | 1 | 4 | 23 | 0 | 0 | 60 | 1 | 4 | Friday | 3
98 | 99 | 1 | 4 | 24 | 0 | 0 | 60 | 1 | 4 | Friday | 3
99 | 100 | 1 | 4 | 24 | 0 | 0 | 1440 | 2 | 4 | Friday | 3
100 | 101 | 1 | 5 | 1 | 0 | 0 | 60 | 1 | 5 | Saturday | 3
101 | 102 | 1 | 5 | 2 | 0 | 0 | 60 | 1 | 5 | Saturday | 3
102 | 103 | 1 | 5 | 3 | 0 | 0 | 60 | 1 | 5 | Saturday | 3
103 | 104 | 1 | 5 | 4 | 0 | 0 | 60 | 1 | 5 | Saturday | 3
104 | 105 | 1 | 5 | 5 | 0 | 0 | 60 | 1 | 5 | Saturday | 3
105 | 106 | 1 | 5 | 6 | 0 | 0 | 60 | 1 | 5 | Saturday | 3
106 | 107 | 1 | 5 | 7 | 0 | 0 | 60 | 1 | 5 | Saturday | 3
107 | 108 | 1 | 5 | 8 | 0 | 0 | 60 | 1 | 5 | Saturday | 3
108 | 109 | 1 | 5 | 9 | 0 | 0 | 60 | 1 | 5 | Saturday | 3
109 | 110 | 1 | 5 | 10 | 0 | 0 | 60 | 1 | 5 | Saturday | 3
110 | 111 | 1 | 5 | 11 | 0 | 0 | 60 | 1 | 5 | Saturday | 3
111 | 112 | 1 | 5 | 12 | 0 | 0 | 60 | 1 | 5 | Saturday | 3
112 | 113 | 1 | 5 | 13 | 0 | 0 | 60 | 1 | 5 | Saturday | 3
113 | 114 | 1 | 5 | 14 | 0 | 0 | 60 | 1 | 5 | Saturday | 3
114 | 115 | 1 | 5 | 15 | 0 | 0 | 60 | 1 | 5 | Saturday | 3
115 | 116 | 1 | 5 | 16 | 0 | 0 | 60 | 1 | 5 | Saturday | 3
116 | 117 | 1 | 5 | 17 | 0 | 0 | 60 | 1 | 5 | Saturday | 3
117 | 118 | 1 | 5 | 18 | 0 | 0 | 60 | 1 | 5 | Saturday | 3
118 | 119 | 1 | 5 | 19 | 0 | 0 | 60 | 1 | 5 | Saturday | 3
119 | 120 | 1 | 5 | 20 | 0 | 0 | 60 | 1 | 5 | Saturday | 3
120 | 121 | 1 | 5 | 21 | 0 | 0 | 60 | 1 | 5 | Saturday | 3
121 | 122 | 1 | 5 | 22 | 0 | 0 | 60 | 1 | 5 | Saturday | 3
122 | 123 | 1 | 5 | 23 | 0 | 0 | 60 | 1 | 5 | Saturday | 3
123 | 124 | 1 | 5 | 24 | 0 | 0 | 60 | 1 | 5 | Saturday | 3
124 | 125 | 1 | 5 | 24 | 0 | 0 | 1440 | 2 | 5 | Saturday | 3
125 | 126 | 1 | 6 | 1 | 0 | 0 | 60 | 1 | 6 | Sunday | 3
126 | 127 | 1 | 6 | 2 | 0 | 0 | 60 | 1 | 6 | Sunday | 3
127 | 128 | 1 | 6 | 3 | 0 | 0 | 60 | 1 | 6 | Sunday | 3
128 | 129 | 1 | 6 | 4 | 0 | 0 | 60 | 1 | 6 | Sunday | 3
129 | 130 | 1 | 6 | 5 | 0 | 0 | 60 | 1 | 6 | Sunday | 3
130 | 131 | 1 | 6 | 6 | 0 | 0 | 60 | 1 | 6 | Sunday | 3
131 | 132 | 1 | 6 | 7 | 0 | 0 | 60 | 1 | 6 | Sunday | 3
132 | 133 | 1 | 6 | 8 | 0 | 0 | 60 | 1 | 6 | Sunday | 3
133 | 134 | 1 | 6 | 9 | 0 | 0 | 60 | 1 | 6 | Sunday | 3
134 | 135 | 1 | 6 | 10 | 0 | 0 | 60 | 1 | 6 | Sunday | 3
135 | 136 | 1 | 6 | 11 | 0 | 0 | 60 | 1 | 6 | Sunday | 3
136 | 137 | 1 | 6 | 12 | 0 | 0 | 60 | 1 | 6 | Sunday | 3
137 | 138 | 1 | 6 | 13 | 0 | 0 | 60 | 1 | 6 | Sunday | 3
138 | 139 | 1 | 6 | 14 | 0 | 0 | 60 | 1 | 6 | Sunday | 3
139 | 140 | 1 | 6 | 15 | 0 | 0 | 60 | 1 | 6 | Sunday | 3
140 | 141 | 1 | 6 | 16 | 0 | 0 | 60 | 1 | 6 | Sunday | 3
141 | 142 | 1 | 6 | 17 | 0 | 0 | 60 | 1 | 6 | Sunday | 3
142 | 143 | 1 | 6 | 18 | 0 | 0 | 60 | 1 | 6 | Sunday | 3
143 | 144 | 1 | 6 | 19 | 0 | 0 | 60 | 1 | 6 | Sunday | 3
144 | 145 | 1 | 6 | 20 | 0 | 0 | 60 | 1 | 6 | Sunday | 3
145 | 146 | 1 | 6 | 21 | 0 | 0 | 60 | 1 | 6 | Sunday | 3
146 | 147 | 1 | 6 | 22 | 0 | 0 | 60 | 1 | 6 | Sunday | 3
147 | 148 | 1 | 6 | 23 | 0 | 0 | 60 | 1 | 6 | Sunday | 3
148 | 149 | 1 | 6 | 24 | 0 | 0 | 60 | 1 | 6 | Sunday | 3
149 | 150 | 1 | 6 | 24 | 0 | 0 | 1440 | 2 | 6 | Sunday | 3
150 | 151 | 1 | 7 | 1 | 0 | 0 | 60 | 1 | 7 | Monday | 3
151 | 152 | 1 | 7 | 2 | 0 | 0 | 60 | 1 | 7 | Monday | 3
152 | 153 | 1 | 7 | 3 | 0 | 0 | 60 | 1 | 7 | Monday | 3
153 | 154 | 1 | 7 | 4 | 0 | 0 | 60 | 1 | 7 | Monday | 3
154 | 155 | 1 | 7 | 5 | 0 | 0 | 60 | 1 | 7 | Monday | 3
155 | 156 | 1 | 7 | 6 | 0 | 0 | 60 | 1 | 7 | Monday | 3
156 | 157 | 1 | 7 | 7 | 0 | 0 | 60 | 1 | 7 | Monday | 3
157 | 158 | 1 | 7 | 8 | 0 | 0 | 60 | 1 | 7 | Monday | 3
158 | 159 | 1 | 7 | 9 | 0 | 0 | 60 | 1 | 7 | Monday | 3
159 | 160 | 1 | 7 | 10 | 0 | 0 | 60 | 1 | 7 | Monday | 3
160 | 161 | 1 | 7 | 11 | 0 | 0 | 60 | 1 | 7 | Monday | 3
161 | 162 | 1 | 7 | 12 | 0 | 0 | 60 | 1 | 7 | Monday | 3
162 | 163 | 1 | 7 | 13 | 0 | 0 | 60 | 1 | 7 | Monday | 3
163 | 164 | 1 | 7 | 14 | 0 | 0 | 60 | 1 | 7 | Monday | 3
164 | 165 | 1 | 7 | 15 | 0 | 0 | 60 | 1 | 7 | Monday | 3
165 | 166 | 1 | 7 | 16 | 0 | 0 | 60 | 1 | 7 | Monday | 3
166 | 167 | 1 | 7 | 17 | 0 | 0 | 60 | 1 | 7 | Monday | 3
167 | 168 | 1 | 7 | 18 | 0 | 0 | 60 | 1 | 7 | Monday | 3
168 | 169 | 1 | 7 | 19 | 0 | 0 | 60 | 1 | 7 | Monday | 3
169 | 170 | 1 | 7 | 20 | 0 | 0 | 60 | 1 | 7 | Monday | 3
170 | 171 | 1 | 7 | 21 | 0 | 0 | 60 | 1 | 7 | Monday | 3
171 | 172 | 1 | 7 | 22 | 0 | 0 | 60 | 1 | 7 | Monday | 3
172 | 173 | 1 | 7 | 23 | 0 | 0 | 60 | 1 | 7 | Monday | 3
173 | 174 | 1 | 7 | 24 | 0 | 0 | 60 | 1 | 7 | Monday | 3
174 | 175 | 1 | 7 | 24 | 0 | 0 | 1440 | 2 | 7 | Monday | 3
175 | 176 | 1 | 8 | 1 | 0 | 0 | 60 | 1 | 8 | Tuesday | 3
176 | 177 | 1 | 8 | 2 | 0 | 0 | 60 | 1 | 8 | Tuesday | 3
177 | 178 | 1 | 8 | 3 | 0 | 0 | 60 | 1 | 8 | Tuesday | 3
178 | 179 | 1 | 8 | 4 | 0 | 0 | 60 | 1 | 8 | Tuesday | 3
179 | 180 | 1 | 8 | 5 | 0 | 0 | 60 | 1 | 8 | Tuesday | 3
180 | 181 | 1 | 8 | 6 | 0 | 0 | 60 | 1 | 8 | Tuesday | 3
181 | 182 | 1 | 8 | 7 | 0 | 0 | 60 | 1 | 8 | Tuesday | 3
182 | 183 | 1 | 8 | 8 | 0 | 0 | 60 | 1 | 8 | Tuesday | 3
183 | 184 | 1 | 8 | 9 | 0 | 0 | 60 | 1 | 8 | Tuesday | 3
184 | 185 | 1 | 8 | 10 | 0 | 0 | 60 | 1 | 8 | Tuesday | 3
185 | 186 | 1 | 8 | 11 | 0 | 0 | 60 | 1 | 8 | Tuesday | 3
186 | 187 | 1 | 8 | 12 | 0 | 0 | 60 | 1 | 8 | Tuesday | 3
187 | 188 | 1 | 8 | 13 | 0 | 0 | 60 | 1 | 8 | Tuesday | 3
188 | 189 | 1 | 8 | 14 | 0 | 0 | 60 | 1 | 8 | Tuesday | 3
189 | 190 | 1 | 8 | 15 | 0 | 0 | 60 | 1 | 8 | Tuesday | 3
190 | 191 | 1 | 8 | 16 | 0 | 0 | 60 | 1 | 8 | Tuesday | 3
191 | 192 | 1 | 8 | 17 | 0 | 0 | 60 | 1 | 8 | Tuesday | 3
192 | 193 | 1 | 8 | 18 | 0 | 0 | 60 | 1 | 8 | Tuesday | 3
193 | 194 | 1 | 8 | 19 | 0 | 0 | 60 | 1 | 8 | Tuesday | 3
194 | 195 | 1 | 8 | 20 | 0 | 0 | 60 | 1 | 8 | Tuesday | 3
195 | 196 | 1 | 8 | 21 | 0 | 0 | 60 | 1 | 8 | Tuesday | 3
196 | 197 | 1 | 8 | 22 | 0 | 0 | 60 | 1 | 8 | Tuesday | 3
197 | 198 | 1 | 8 | 23 | 0 | 0 | 60 | 1 | 8 | Tuesday | 3
198 | 199 | 1 | 8 | 24 | 0 | 0 | 60 | 1 | 8 | Tuesday | 3
199 | 200 | 1 | 8 | 24 | 0 | 0 | 1440 | 2 | 8 | Tuesday | 3
200 | 201 | 1 | 9 | 1 | 0 | 0 | 60 | 1 | 9 | Wednesday | 3
201 | 202 | 1 | 9 | 2 | 0 | 0 | 60 | 1 | 9 | Wednesday | 3
202 | 203 | 1 | 9 | 3 | 0 | 0 | 60 | 1 | 9 | Wednesday | 3
203 | 204 | 1 | 9 | 4 | 0 | 0 | 60 | 1 | 9 | Wednesday | 3
204 | 205 | 1 | 9 | 5 | 0 | 0 | 60 | 1 | 9 | Wednesday | 3
205 | 206 | 1 | 9 | 6 | 0 | 0 | 60 | 1 | 9 | Wednesday | 3
206 | 207 | 1 | 9 | 7 | 0 | 0 | 60 | 1 | 9 | Wednesday | 3
207 | 208 | 1 | 9 | 8 | 0 | 0 | 60 | 1 | 9 | Wednesday | 3
208 | 209 | 1 | 9 | 9 | 0 | 0 | 60 | 1 | 9 | Wednesday | 3
209 | 210 | 1 | 9 | 10 | 0 | 0 | 60 | 1 | 9 | Wednesday | 3
210 | 211 | 1 | 9 | 11 | 0 | 0 | 60 | 1 | 9 | Wednesday | 3
211 | 212 | 1 | 9 | 12 | 0 | 0 | 60 | 1 | 9 | Wednesday | 3
212 | 213 | 1 | 9 | 13 | 0 | 0 | 60 | 1 | 9 | Wednesday | 3
213 | 214 | 1 | 9 | 14 | 0 | 0 | 60 | 1 | 9 | Wednesday | 3
214 | 215 | 1 | 9 | 15 | 0 | 0 | 60 | 1 | 9 | Wednesday | 3
215 | 216 | 1 | 9 | 16 | 0 | 0 | 60 | 1 | 9 | Wednesday | 3
216 | 217 | 1 | 9 | 17 | 0 | 0 | 60 | 1 | 9 | Wednesday | 3
217 | 218 | 1 | 9 | 18 | 0 | 0 | 60 | 1 | 9 | Wednesday | 3
218 | 219 | 1 | 9 | 19 | 0 | 0 | 60 | 1 | 9 | Wednesday | 3
219 | 220 | 1 | 9 | 20 | 0 | 0 | 60 | 1 | 9 | Wednesday | 3
220 | 221 | 1 | 9 | 21 | 0 | 0 | 60 | 1 | 9 | Wednesday | 3
221 | 222 | 1 | 9 | 22 | 0 | 0 | 60 | 1 | 9 | Wednesday | 3
222 | 223 | 1 | 9 | 23 | 0 | 0 | 60 | 1 | 9 | Wednesday | 3
223 | 224 | 1 | 9 | 24 | 0 | 0 | 60 | 1 | 9 | Wednesday | 3
224 | 225 | 1 | 9 | 24 | 0 | 0 | 1440 | 2 | 9 | Wednesday | 3
225 | 226 | 1 | 10 | 1 | 0 | 0 | 60 | 1 | 10 | Thursday | 3
226 | 227 | 1 | 10 | 2 | 0 | 0 | 60 | 1 | 10 | Thursday | 3
227 | 228 | 1 | 10 | 3 | 0 | 0 | 60 | 1 | 10 | Thursday | 3
228 | 229 | 1 | 10 | 4 | 0 | 0 | 60 | 1 | 10 | Thursday | 3
229 | 230 | 1 | 10 | 5 | 0 | 0 | 60 | 1 | 10 | Thursday | 3
230 | 231 | 1 | 10 | 6 | 0 | 0 | 60 | 1 | 10 | Thursday | 3
231 | 232 | 1 | 10 | 7 | 0 | 0 | 60 | 1 | 10 | Thursday | 3
232 | 233 | 1 | 10 | 8 | 0 | 0 | 60 | 1 | 10 | Thursday | 3
233 | 234 | 1 | 10 | 9 | 0 | 0 | 60 | 1 | 10 | Thursday | 3
234 | 235 | 1 | 10 | 10 | 0 | 0 | 60 | 1 | 10 | Thursday | 3
235 | 236 | 1 | 10 | 11 | 0 | 0 | 60 | 1 | 10 | Thursday | 3
236 | 237 | 1 | 10 | 12 | 0 | 0 | 60 | 1 | 10 | Thursday | 3
237 | 238 | 1 | 10 | 13 | 0 | 0 | 60 | 1 | 10 | Thursday | 3
238 | 239 | 1 | 10 | 14 | 0 | 0 | 60 | 1 | 10 | Thursday | 3
239 | 240 | 1 | 10 | 15 | 0 | 0 | 60 | 1 | 10 | Thursday | 3
240 | 241 | 1 | 10 | 16 | 0 | 0 | 60 | 1 | 10 | Thursday | 3
241 | 242 | 1 | 10 | 17 | 0 | 0 | 60 | 1 | 10 | Thursday | 3
242 | 243 | 1 | 10 | 18 | 0 | 0 | 60 | 1 | 10 | Thursday | 3
243 | 244 | 1 | 10 | 19 | 0 | 0 | 60 | 1 | 10 | Thursday | 3
244 | 245 | 1 | 10 | 20 | 0 | 0 | 60 | 1 | 10 | Thursday | 3
245 | 246 | 1 | 10 | 21 | 0 | 0 | 60 | 1 | 10 | Thursday | 3
246 | 247 | 1 | 10 | 22 | 0 | 0 | 60 | 1 | 10 | Thursday | 3
247 | 248 | 1 | 10 | 23 | 0 | 0 | 60 | 1 | 10 | Thursday | 3
248 | 249 | 1 | 10 | 24 | 0 | 0 | 60 | 1 | 10 | Thursday | 3
249 | 250 | 1 | 10 | 24 | 0 | 0 | 1440 | 2 | 10 | Thursday | 3
250 | 251 | 1 | 11 | 1 | 0 | 0 | 60 | 1 | 11 | Friday | 3
251 | 252 | 1 | 11 | 2 | 0 | 0 | 60 | 1 | 11 | Friday | 3
252 | 253 | 1 | 11 | 3 | 0 | 0 | 60 | 1 | 11 | Friday | 3
253 | 254 | 1 | 11 | 4 | 0 | 0 | 60 | 1 | 11 | Friday | 3
254 | 255 | 1 | 11 | 5 | 0 | 0 | 60 | 1 | 11 | Friday | 3
255 | 256 | 1 | 11 | 6 | 0 | 0 | 60 | 1 | 11 | Friday | 3
256 | 257 | 1 | 11 | 7 | 0 | 0 | 60 | 1 | 11 | Friday | 3
257 | 258 | 1 | 11 | 8 | 0 | 0 | 60 | 1 | 11 | Friday | 3
258 | 259 | 1 | 11 | 9 | 0 | 0 | 60 | 1 | 11 | Friday | 3
259 | 260 | 1 | 11 | 10 | 0 | 0 | 60 | 1 | 11 | Friday | 3
260 | 261 | 1 | 11 | 11 | 0 | 0 | 60 | 1 | 11 | Friday | 3
261 | 262 | 1 | 11 | 12 | 0 | 0 | 60 | 1 | 11 | Friday | 3
262 | 263 | 1 | 11 | 13 | 0 | 0 | 60 | 1 | 11 | Friday | 3
263 | 264 | 1 | 11 | 14 | 0 | 0 | 60 | 1 | 11 | Friday | 3
264 | 265 | 1 | 11 | 15 | 0 | 0 | 60 | 1 | 11 | Friday | 3
265 | 266 | 1 | 11 | 16 | 0 | 0 | 60 | 1 | 11 | Friday | 3
266 | 267 | 1 | 11 | 17 | 0 | 0 | 60 | 1 | 11 | Friday | 3
267 | 268 | 1 | 11 | 18 | 0 | 0 | 60 | 1 | 11 | Friday | 3
268 | 269 | 1 | 11 | 19 | 0 | 0 | 60 | 1 | 11 | Friday | 3
269 | 270 | 1 | 11 | 20 | 0 | 0 | 60 | 1 | 11 | Friday | 3
270 | 271 | 1 | 11 | 21 | 0 | 0 | 60 | 1 | 11 | Friday | 3
271 | 272 | 1 | 11 | 22 | 0 | 0 | 60 | 1 | 11 | Friday | 3
272 | 273 | 1 | 11 | 23 | 0 | 0 | 60 | 1 | 11 | Friday | 3
273 | 274 | 1 | 11 | 24 | 0 | 0 | 60 | 1 | 11 | Friday | 3
274 | 275 | 1 | 11 | 24 | 0 | 0 | 1440 | 2 | 11 | Friday | 3
275 | 276 | 1 | 12 | 1 | 0 | 0 | 60 | 1 | 12 | Saturday | 3
276 | 277 | 1 | 12 | 2 | 0 | 0 | 60 | 1 | 12 | Saturday | 3
277 | 278 | 1 | 12 | 3 | 0 | 0 | 60 | 1 | 12 | Saturday | 3
278 | 279 | 1 | 12 | 4 | 0 | 0 | 60 | 1 | 12 | Saturday | 3
279 | 280 | 1 | 12 | 5 | 0 | 0 | 60 | 1 | 12 | Saturday | 3
280 | 281 | 1 | 12 | 6 | 0 | 0 | 60 | 1 | 12 | Saturday | 3
281 | 282 | 1 | 12 | 7 | 0 | 0 | 60 | 1 | 12 | Saturday | 3
282 | 283 | 1 | 12 | 8 | 0 | 0 | 60 | 1 | 12 | Saturday | 3
283 | 284 | 1 | 12 | 9 | 0 | 0 | 60 | 1 | 12 | Saturday | 3
284 | 285 | 1 | 12 | 10 | 0 | 0 | 60 | 1 | 12 | Saturday | 3
285 | 286 | 1 | 12 | 11 | 0 | 0 | 60 | 1 | 12 | Saturday | 3
286 | 287 | 1 | 12 | 12 | 0 | 0 | 60 | 1 | 12 | Saturday | 3
287 | 288 | 1 | 12 | 13 | 0 | 0 | 60 | 1 | 12 | Saturday | 3
288 | 289 | 1 | 12 | 14 | 0 | 0 | 60 | 1 | 12 | Saturday | 3
289 | 290 | 1 | 12 | 15 | 0 | 0 | 60 | 1 | 12 | Saturday | 3
290 | 291 | 1 | 12 | 16 | 0 | 0 | 60 | 1 | 12 | Saturday | 3
291 | 292 | 1 | 12 | 17 | 0 | 0 | 60 | 1 | 12 | Saturday | 3
292 | 293 | 1 | 12 | 18 | 0 | 0 | 60 | 1 | 12 | Saturday | 3
293 | 294 | 1 | 12 | 19 | 0 | 0 | 60 | 1 | 12 | Saturday | 3
294 | 295 | 1 | 12 | 20 | 0 | 0 | 60 | 1 | 12 | Saturday | 3
295 | 296 | 1 | 12 | 21 | 0 | 0 | 60 | 1 | 12 | Saturday | 3
296 | 297 | 1 | 12 | 22 | 0 | 0 | 60 | 1 | 12 | Saturday | 3
297 | 298 | 1 | 12 | 23 | 0 | 0 | 60 | 1 | 12 | Saturday | 3
298 | 299 | 1 | 12 | 24 | 0 | 0 | 60 | 1 | 12 | Saturday | 3
299 | 300 | 1 | 12 | 24 | 0 | 0 | 1440 | 2 | 12 | Saturday | 3
300 | 301 | 1 | 13 | 1 | 0 | 0 | 60 | 1 | 13 | Sunday | 3
301 | 302 | 1 | 13 | 2 | 0 | 0 | 60 | 1 | 13 | Sunday | 3
302 | 303 | 1 | 13 | 3 | 0 | 0 | 60 | 1 | 13 | Sunday | 3
303 | 304 | 1 | 13 | 4 | 0 | 0 | 60 | 1 | 13 | Sunday | 3
304 | 305 | 1 | 13 | 5 | 0 | 0 | 60 | 1 | 13 | Sunday | 3
305 | 306 | 1 | 13 | 6 | 0 | 0 | 60 | 1 | 13 | Sunday | 3
306 | 307 | 1 | 13 | 7 | 0 | 0 | 60 | 1 | 13 | Sunday | 3
307 | 308 | 1 | 13 | 8 | 0 | 0 | 60 | 1 | 13 | Sunday | 3
308 | 309 | 1 | 13 | 9 | 0 | 0 | 60 | 1 | 13 | Sunday | 3
309 | 310 | 1 | 13 | 10 | 0 | 0 | 60 | 1 | 13 | Sunday | 3
310 | 311 | 1 | 13 | 11 | 0 | 0 | 60 | 1 | 13 | Sunday | 3
311 | 312 | 1 | 13 | 12 | 0 | 0 | 60 | 1 | 13 | Sunday | 3
312 | 313 | 1 | 13 | 13 | 0 | 0 | 60 | 1 | 13 | Sunday | 3
313 | 314 | 1 | 13 | 14 | 0 | 0 | 60 | 1 | 13 | Sunday | 3
314 | 315 | 1 | 13 | 15 | 0 | 0 | 60 | 1 | 13 | Sunday | 3
315 | 316 | 1 | 13 | 16 | 0 | 0 | 60 | 1 | 13 | Sunday | 3
316 | 317 | 1 | 13 | 17 | 0 | 0 | 60 | 1 | 13 | Sunday | 3
317 | 318 | 1 | 13 | 18 | 0 | 0 | 60 | 1 | 13 | Sunday | 3
318 | 319 | 1 | 13 | 19 | 0 | 0 | 60 | 1 | 13 | Sunday | 3
319 | 320 | 1 | 13 | 20 | 0 | 0 | 60 | 1 | 13 | Sunday | 3
320 | 321 | 1 | 13 | 21 | 0 | 0 | 60 | 1 | 13 | Sunday | 3
321 | 322 | 1 | 13 | 22 | 0 | 0 | 60 | 1 | 13 | Sunday | 3
322 | 323 | 1 | 13 | 23 | 0 | 0 | 60 | 1 | 13 | Sunday | 3
323 | 324 | 1 | 13 | 24 | 0 | 0 | 60 | 1 | 13 | Sunday | 3
324 | 325 | 1 | 13 | 24 | 0 | 0 | 1440 | 2 | 13 | Sunday | 3
325 | 326 | 1 | 14 | 1 | 0 | 0 | 60 | 1 | 14 | Monday | 3
326 | 327 | 1 | 14 | 2 | 0 | 0 | 60 | 1 | 14 | Monday | 3
327 | 328 | 1 | 14 | 3 | 0 | 0 | 60 | 1 | 14 | Monday | 3
328 | 329 | 1 | 14 | 4 | 0 | 0 | 60 | 1 | 14 | Monday | 3
329 | 330 | 1 | 14 | 5 | 0 | 0 | 60 | 1 | 14 | Monday | 3
330 | 331 | 1 | 14 | 6 | 0 | 0 | 60 | 1 | 14 | Monday | 3
331 | 332 | 1 | 14 | 7 | 0 | 0 | 60 | 1 | 14 | Monday | 3
332 | 333 | 1 | 14 | 8 | 0 | 0 | 60 | 1 | 14 | Monday | 3
333 | 334 | 1 | 14 | 9 | 0 | 0 | 60 | 1 | 14 | Monday | 3
334 | 335 | 1 | 14 | 10 | 0 | 0 | 60 | 1 | 14 | Monday | 3
335 | 336 | 1 | 14 | 11 | 0 | 0 | 60 | 1 | 14 | Monday | 3
336 | 337 | 1 | 14 | 12 | 0 | 0 | 60 | 1 | 14 | Monday | 3
337 | 338 | 1 | 14 | 13 | 0 | 0 | 60 | 1 | 14 | Monday | 3
338 | 339 | 1 | 14 | 14 | 0 | 0 | 60 | 1 | 14 | Monday | 3
339 | 340 | 1 | 14 | 15 | 0 | 0 | 60 | 1 | 14 | Monday | 3
340 | 341 | 1 | 14 | 16 | 0 | 0 | 60 | 1 | 14 | Monday | 3
341 | 342 | 1 | 14 | 17 | 0 | 0 | 60 | 1 | 14 | Monday | 3
342 | 343 | 1 | 14 | 18 | 0 | 0 | 60 | 1 | 14 | Monday | 3
343 | 344 | 1 | 14 | 19 | 0 | 0 | 60 | 1 | 14 | Monday | 3
344 | 345 | 1 | 14 | 20 | 0 | 0 | 60 | 1 | 14 | Monday | 3
345 | 346 | 1 | 14 | 21 | 0 | 0 | 60 | 1 | 14 | Monday | 3
346 | 347 | 1 | 14 | 22 | 0 | 0 | 60 | 1 | 14 | Monday | 3
347 | 348 | 1 | 14 | 23 | 0 | 0 | 60 | 1 | 14 | Monday | 3
348 | 349 | 1 | 14 | 24 | 0 | 0 | 60 | 1 | 14 | Monday | 3
349 | 350 | 1 | 14 | 24 | 0 | 0 | 1440 | 2 | 14 | Monday | 3
350 | 351 | 1 | 15 | 1 | 0 | 0 | 60 | 1 | 15 | Tuesday | 3
351 | 352 | 1 | 15 | 2 | 0 | 0 | 60 | 1 | 15 | Tuesday | 3
352 | 353 | 1 | 15 | 3 | 0 | 0 | 60 | 1 | 15 | Tuesday | 3
353 | 354 | 1 | 15 | 4 | 0 | 0 | 60 | 1 | 15 | Tuesday | 3
354 | 355 | 1 | 15 | 5 | 0 | 0 | 60 | 1 | 15 | Tuesday | 3
355 | 356 | 1 | 15 | 6 | 0 | 0 | 60 | 1 | 15 | Tuesday | 3
356 | 357 | 1 | 15 | 7 | 0 | 0 | 60 | 1 | 15 | Tuesday | 3
357 | 358 | 1 | 15 | 8 | 0 | 0 | 60 | 1 | 15 | Tuesday | 3
358 | 359 | 1 | 15 | 9 | 0 | 0 | 60 | 1 | 15 | Tuesday | 3
359 | 360 | 1 | 15 | 10 | 0 | 0 | 60 | 1 | 15 | Tuesday | 3
360 | 361 | 1 | 15 | 11 | 0 | 0 | 60 | 1 | 15 | Tuesday | 3
361 | 362 | 1 | 15 | 12 | 0 | 0 | 60 | 1 | 15 | Tuesday | 3
362 | 363 | 1 | 15 | 13 | 0 | 0 | 60 | 1 | 15 | Tuesday | 3
363 | 364 | 1 | 15 | 14 | 0 | 0 | 60 | 1 | 15 | Tuesday | 3
364 | 365 | 1 | 15 | 15 | 0 | 0 | 60 | 1 | 15 | Tuesday | 3
365 | 366 | 1 | 15 | 16 | 0 | 0 | 60 | 1 | 15 | Tuesday | 3
366 | 367 | 1 | 15 | 17 | 0 | 0 | 60 | 1 | 15 | Tuesday | 3
367 | 368 | 1 | 15 | 18 | 0 | 0 | 60 | 1 | 15 | Tuesday | 3
368 | 369 | 1 | 15 | 19 | 0 | 0 | 60 | 1 | 15 | Tuesday | 3
369 | 370 | 1 | 15 | 20 | 0 | 0 | 60 | 1 | 15 | Tuesday | 3
370 | 371 | 1 | 15 | 21 | 0 | 0 | 60 | 1 | 15 | Tuesday | 3
371 | 372 | 1 | 15 | 22 | 0 | 0 | 60 | 1 | 15 | Tuesday | 3
372 | 373 | 1 | 15 | 23 | 0 | 0 | 60 | 1 | 15 | Tuesday | 3
373 | 374 | 1 | 15 | 24 | 0 | 0 | 60 | 1 | 15 | Tuesday | 3
374 | 375 | 1 | 15 | 24 | 0 | 0 | 1440 | 2 | 15 | Tuesday | 3
375 | 376 | 1 | 16 | 1 | 0 | 0 | 60 | 1 | 16 | Wednesday | 3
376 | 377 | 1 | 16 | 2 | 0 | 0 | 60 | 1 | 16 | Wednesday | 3
377 | 378 | 1 | 16 | 3 | 0 | 0 | 60 | 1 | 16 | Wednesday | 3
378 | 379 | 1 | 16 | 4 | 0 | 0 | 60 | 1 | 16 | Wednesday | 3
379 | 380 | 1 | 16 | 5 | 0 | 0 | 60 | 1 | 16 | Wednesday | 3
380 | 381 | 1 | 16 | 6 | 0 | 0 | 60 | 1 | 16 | Wednesday | 3
381 | 382 | 1 | 16 | 7 | 0 | 0 | 60 | 1 | 16 | Wednesday | 3
382 | 383 | 1 | 16 | 8 | 0 | 0 | 60 | 1 | 16 | Wednesday | 3
383 | 384 | 1 | 16 | 9 | 0 | 0 | 60 | 1 | 16 | Wednesday | 3
384 | 385 | 1 | 16 | 10 | 0 | 0 | 60 | 1 | 16 | Wednesday | 3
385 | 386 | 1 | 16 | 11 | 0 | 0 | 60 | 1 | 16 | Wednesday | 3
386 | 387 | 1 | 16 | 12 | 0 | 0 | 60 | 1 | 16 | Wednesday | 3
387 | 388 | 1 | 16 | 13 | 0 | 0 | 60 | 1 | 16 | Wednesday | 3
388 | 389 | 1 | 16 | 14 | 0 | 0 | 60 | 1 | 16 | Wednesday | 3
389 | 390 | 1 | 16 | 15 | 0 | 0 | 60 | 1 | 16 | Wednesday | 3
390 | 391 | 1 | 16 | 16 | 0 | 0 | 60 | 1 | 16 | Wednesday | 3
391 | 392 | 1 | 16 | 17 | 0 | 0 | 60 | 1 | 16 | Wednesday | 3
392 | 393 | 1 | 16 | 18 | 0 | 0 | 60 | 1 | 16 | Wednesday | 3
393 | 394 | 1 | 16 | 19 | 0 | 0 | 60 | 1 | 16 | Wednesday | 3
394 | 395 | 1 | 16 | 20 | 0 | 0 | 60 | 1 | 16 | Wednesday | 3
395 | 396 | 1 | 16 | 21 | 0 | 0 | 60 | 1 | 16 | Wednesday | 3
396 | 397 | 1 | 16 | 22 | 0 | 0 | 60 | 1 | 16 | Wednesday | 3
397 | 398 | 1 | 16 | 23 | 0 | 0 | 60 | 1 | 16 | Wednesday | 3
398 | 399 | 1 | 16 | 24 | 0 | 0 | 60 | 1 | 16 | Wednesday | 3
399 | 400 | 1 | 16 | 24 | 0 | 0 | 1440 | 2 | 16 | Wednesday | 3
400 | 401 | 1 | 17 | 1 | 0 | 0 | 60 | 1 | 17 | Thursday | 3
401 | 402 | 1 | 17 | 2 | 0 | 0 | 60 | 1 | 17 | Thursday | 3
402 | 403 | 1 | 17 | 3 | 0 | 0 | 60 | 1 | 17 | Thursday | 3
403 | 404 | 1 | 17 | 4 | 0 | 0 | 60 | 1 | 17 | Thursday | 3
404 | 405 | 1 | 17 | 5 | 0 | 0 | 60 | 1 | 17 | Thursday | 3
405 | 406 | 1 | 17 | 6 | 0 | 0 | 60 | 1 | 17 | Thursday | 3
406 | 407 | 1 | 17 | 7 | 0 | 0 | 60 | 1 | 17 | Thursday | 3
407 | 408 | 1 | 17 | 8 | 0 | 0 | 60 | 1 | 17 | Thursday | 3
408 | 409 | 1 | 17 | 9 | 0 | 0 | 60 | 1 | 17 | Thursday | 3
409 | 410 | 1 | 17 | 10 | 0 | 0 | 60 | 1 | 17 | Thursday | 3
410 | 411 | 1 | 17 | 11 | 0 | 0 | 60 | 1 | 17 | Thursday | 3
411 | 412 | 1 | 17 | 12 | 0 | 0 | 60 | 1 | 17 | Thursday | 3
412 | 413 | 1 | 17 | 13 | 0 | 0 | 60 | 1 | 17 | Thursday | 3
413 | 414 | 1 | 17 | 14 | 0 | 0 | 60 | 1 | 17 | Thursday | 3
414 | 415 | 1 | 17 | 15 | 0 | 0 | 60 | 1 | 17 | Thursday | 3
415 | 416 | 1 | 17 | 16 | 0 | 0 | 60 | 1 | 17 | Thursday | 3
416 | 417 | 1 | 17 | 17 | 0 | 0 | 60 | 1 | 17 | Thursday | 3
417 | 418 | 1 | 17 | 18 | 0 | 0 | 60 | 1 | 17 | Thursday | 3
418 | 419 | 1 | 17 | 19 | 0 | 0 | 60 | 1 | 17 | Thursday | 3
419 | 420 | 1 | 17 | 20 | 0 | 0 | 60 | 1 | 17 | Thursday | 3
420 | 421 | 1 | 17 | 21 | 0 | 0 | 60 | 1 | 17 | Thursday | 3
421 | 422 | 1 | 17 | 22 | 0 | 0 | 60 | 1 | 17 | Thursday | 3
422 | 423 | 1 | 17 | 23 | 0 | 0 | 60 | 1 | 17 | Thursday | 3
423 | 424 | 1 | 17 | 24 | 0 | 0 | 60 | 1 | 17 | Thursday | 3
424 | 425 | 1 | 17 | 24 | 0 | 0 | 1440 | 2 | 17 | Thursday | 3
425 | 426 | 1 | 18 | 1 | 0 | 0 | 60 | 1 | 18 | Friday | 3
426 | 427 | 1 | 18 | 2 | 0 | 0 | 60 | 1 | 18 | Friday | 3
427 | 428 | 1 | 18 | 3 | 0 | 0 | 60 | 1 | 18 | Friday | 3
428 | 429 | 1 | 18 | 4 | 0 | 0 | 60 | 1 | 18 | Friday | 3
429 | 430 | 1 | 18 | 5 | 0 | 0 | 60 | 1 | 18 | Friday | 3
430 | 431 | 1 | 18 | 6 | 0 | 0 | 60 | 1 | 18 | Friday | 3
431 | 432 | 1 | 18 | 7 | 0 | 0 | 60 | 1 | 18 | Friday | 3
432 | 433 | 1 | 18 | 8 | 0 | 0 | 60 | 1 | 18 | Friday | 3
433 | 434 | 1 | 18 | 9 | 0 | 0 | 60 | 1 | 18 | Friday | 3
434 | 435 | 1 | 18 | 10 | 0 | 0 | 60 | 1 | 18 | Friday | 3
435 | 436 | 1 | 18 | 11 | 0 | 0 | 60 | 1 | 18 | Friday | 3
436 | 437 | 1 | 18 | 12 | 0 | 0 | 60 | 1 | 18 | Friday | 3
437 | 438 | 1 | 18 | 13 | 0 | 0 | 60 | 1 | 18 | Friday | 3
438 | 439 | 1 | 18 | 14 | 0 | 0 | 60 | 1 | 18 | Friday | 3
439 | 440 | 1 | 18 | 15 | 0 | 0 | 60 | 1 | 18 | Friday | 3
440 | 441 | 1 | 18 | 16 | 0 | 0 | 60 | 1 | 18 | Friday | 3
441 | 442 | 1 | 18 | 17 | 0 | 0 | 60 | 1 | 18 | Friday | 3
442 | 443 | 1 | 18 | 18 | 0 | 0 | 60 | 1 | 18 | Friday | 3
443 | 444 | 1 | 18 | 19 | 0 | 0 | 60 | 1 | 18 | Friday | 3
444 | 445 | 1 | 18 | 20 | 0 | 0 | 60 | 1 | 18 | Friday | 3
445 | 446 | 1 | 18 | 21 | 0 | 0 | 60 | 1 | 18 | Friday | 3
446 | 447 | 1 | 18 | 22 | 0 | 0 | 60 | 1 | 18 | Friday | 3
447 | 448 | 1 | 18 | 23 | 0 | 0 | 60 | 1 | 18 | Friday | 3
448 | 449 | 1 | 18 | 24 | 0 | 0 | 60 | 1 | 18 | Friday | 3
449 | 450 | 1 | 18 | 24 | 0 | 0 | 1440 | 2 | 18 | Friday | 3
450 | 451 | 1 | 19 | 1 | 0 | 0 | 60 | 1 | 19 | Saturday | 3
451 | 452 | 1 | 19 | 2 | 0 | 0 | 60 | 1 | 19 | Saturday | 3
452 | 453 | 1 | 19 | 3 | 0 | 0 | 60 | 1 | 19 | Saturday | 3
453 | 454 | 1 | 19 | 4 | 0 | 0 | 60 | 1 | 19 | Saturday | 3
454 | 455 | 1 | 19 | 5 | 0 | 0 | 60 | 1 | 19 | Saturday | 3
455 | 456 | 1 | 19 | 6 | 0 | 0 | 60 | 1 | 19 | Saturday | 3
456 | 457 | 1 | 19 | 7 | 0 | 0 | 60 | 1 | 19 | Saturday | 3
457 | 458 | 1 | 19 | 8 | 0 | 0 | 60 | 1 | 19 | Saturday | 3
458 | 459 | 1 | 19 | 9 | 0 | 0 | 60 | 1 | 19 | Saturday | 3
459 | 460 | 1 | 19 | 10 | 0 | 0 | 60 | 1 | 19 | Saturday | 3
460 | 461 | 1 | 19 | 11 | 0 | 0 | 60 | 1 | 19 | Saturday | 3
461 | 462 | 1 | 19 | 12 | 0 | 0 | 60 | 1 | 19 | Saturday | 3
462 | 463 | 1 | 19 | 13 | 0 | 0 | 60 | 1 | 19 | Saturday | 3
463 | 464 | 1 | 19 | 14 | 0 | 0 | 60 | 1 | 19 | Saturday | 3
464 | 465 | 1 | 19 | 15 | 0 | 0 | 60 | 1 | 19 | Saturday | 3
465 | 466 | 1 | 19 | 16 | 0 | 0 | 60 | 1 | 19 | Saturday | 3
466 | 467 | 1 | 19 | 17 | 0 | 0 | 60 | 1 | 19 | Saturday | 3
467 | 468 | 1 | 19 | 18 | 0 | 0 | 60 | 1 | 19 | Saturday | 3
468 | 469 | 1 | 19 | 19 | 0 | 0 | 60 | 1 | 19 | Saturday | 3
469 | 470 | 1 | 19 | 20 | 0 | 0 | 60 | 1 | 19 | Saturday | 3
470 | 471 | 1 | 19 | 21 | 0 | 0 | 60 | 1 | 19 | Saturday | 3
471 | 472 | 1 | 19 | 22 | 0 | 0 | 60 | 1 | 19 | Saturday | 3
472 | 473 | 1 | 19 | 23 | 0 | 0 | 60 | 1 | 19 | Saturday | 3
473 | 474 | 1 | 19 | 24 | 0 | 0 | 60 | 1 | 19 | Saturday | 3
474 | 475 | 1 | 19 | 24 | 0 | 0 | 1440 | 2 | 19 | Saturday | 3
475 | 476 | 1 | 20 | 1 | 0 | 0 | 60 | 1 | 20 | Sunday | 3
476 | 477 | 1 | 20 | 2 | 0 | 0 | 60 | 1 | 20 | Sunday | 3
477 | 478 | 1 | 20 | 3 | 0 | 0 | 60 | 1 | 20 | Sunday | 3
478 | 479 | 1 | 20 | 4 | 0 | 0 | 60 | 1 | 20 | Sunday | 3
479 | 480 | 1 | 20 | 5 | 0 | 0 | 60 | 1 | 20 | Sunday | 3
480 | 481 | 1 | 20 | 6 | 0 | 0 | 60 | 1 | 20 | Sunday | 3
481 | 482 | 1 | 20 | 7 | 0 | 0 | 60 | 1 | 20 | Sunday | 3
482 | 483 | 1 | 20 | 8 | 0 | 0 | 60 | 1 | 20 | Sunday | 3
483 | 484 | 1 | 20 | 9 | 0 | 0 | 60 | 1 | 20 | Sunday | 3
484 | 485 | 1 | 20 | 10 | 0 | 0 | 60 | 1 | 20 | Sunday | 3
485 | 486 | 1 | 20 | 11 | 0 | 0 | 60 | 1 | 20 | Sunday | 3
486 | 487 | 1 | 20 | 12 | 0 | 0 | 60 | 1 | 20 | Sunday | 3
487 | 488 | 1 | 20 | 13 | 0 | 0 | 60 | 1 | 20 | Sunday | 3
488 | 489 | 1 | 20 | 14 | 0 | 0 | 60 | 1 | 20 | Sunday | 3
489 | 490 | 1 | 20 | 15 | 0 | 0 | 60 | 1 | 20 | Sunday | 3
490 | 491 | 1 | 20 | 16 | 0 | 0 | 60 | 1 | 20 | Sunday | 3
491 | 492 | 1 | 20 | 17 | 0 | 0 | 60 | 1 | 20 | Sunday | 3
492 | 493 | 1 | 20 | 18 | 0 | 0 | 60 | 1 | 20 | Sunday | 3
493 | 494 | 1 | 20 | 19 | 0 | 0 | 60 | 1 | 20 | Sunday | 3
494 | 495 | 1 | 20 | 20 | 0 | 0 | 60 | 1 | 20 | Sunday | 3
495 | 496 | 1 | 20 | 21 | 0 | 0 | 60 | 1 | 20 | Sunday | 3
496 | 497 | 1 | 20 | 22 | 0 | 0 | 60 | 1 | 20 | Sunday | 3
497 | 498 | 1 | 20 | 23 | 0 | 0 | 60 | 1 | 20 | Sunday | 3
498 | 499 | 1 | 20 | 24 | 0 | 0 | 60 | 1 | 20 | Sunday | 3
499 | 500 | 1 | 20 | 24 | 0 | 0 | 1440 | 2 | 20 | Sunday | 3
500 | 501 | 1 | 21 | 1 | 0 | 0 | 60 | 1 | 21 | Monday | 3
501 | 502 | 1 | 21 | 2 | 0 | 0 | 60 | 1 | 21 | Monday | 3
502 | 503 | 1 | 21 | 3 | 0 | 0 | 60 | 1 | 21 | Monday | 3
503 | 504 | 1 | 21 | 4 | 0 | 0 | 60 | 1 | 21 | Monday | 3
504 | 505 | 1 | 21 | 5 | 0 | 0 | 60 | 1 | 21 | Monday | 3
505 | 506 | 1 | 21 | 6 | 0 | 0 | 60 | 1 | 21 | Monday | 3
506 | 507 | 1 | 21 | 7 | 0 | 0 | 60 | 1 | 21 | Monday | 3
507 | 508 | 1 | 21 | 8 | 0 | 0 | 60 | 1 | 21 | Monday | 3
508 | 509 | 1 | 21 | 9 | 0 | 0 | 60 | 1 | 21 | Monday | 3
509 | 510 | 1 | 21 | 10 | 0 | 0 | 60 | 1 | 21 | Monday | 3
510 | 511 | 1 | 21 | 11 | 0 | 0 | 60 | 1 | 21 | Monday | 3
511 | 512 | 1 | 21 | 12 | 0 | 0 | 60 | 1 | 21 | Monday | 3
512 | 513 | 1 | 21 | 13 | 0 | 0 | 60 | 1 | 21 | Monday | 3
513 | 514 | 1 | 21 | 14 | 0 | 0 | 60 | 1 | 21 | Monday | 3
514 | 515 | 1 | 21 | 15 | 0 | 0 | 60 | 1 | 21 | Monday | 3
515 | 516 | 1 | 21 | 16 | 0 | 0 | 60 | 1 | 21 | Monday | 3
516 | 517 | 1 | 21 | 17 | 0 | 0 | 60 | 1 | 21 | Monday | 3
517 | 518 | 1 | 21 | 18 | 0 | 0 | 60 | 1 | 21 | Monday | 3
518 | 519 | 1 | 21 | 19 | 0 | 0 | 60 | 1 | 21 | Monday | 3
519 | 520 | 1 | 21 | 20 | 0 | 0 | 60 | 1 | 21 | Monday | 3
520 | 521 | 1 | 21 | 21 | 0 | 0 | 60 | 1 | 21 | Monday | 3
521 | 522 | 1 | 21 | 22 | 0 | 0 | 60 | 1 | 21 | Monday | 3
522 | 523 | 1 | 21 | 23 | 0 | 0 | 60 | 1 | 21 | Monday | 3
523 | 524 | 1 | 21 | 24 | 0 | 0 | 60 | 1 | 21 | Monday | 3
524 | 525 | 1 | 21 | 24 | 0 | 0 | 1440 | 2 | 21 | Monday | 3
525 | 526 | 1 | 22 | 1 | 0 | 0 | 60 | 1 | 22 | Tuesday | 3
526 | 527 | 1 | 22 | 2 | 0 | 0 | 60 | 1 | 22 | Tuesday | 3
527 | 528 | 1 | 22 | 3 | 0 | 0 | 60 | 1 | 22 | Tuesday | 3
528 | 529 | 1 | 22 | 4 | 0 | 0 | 60 | 1 | 22 | Tuesday | 3
529 | 530 | 1 | 22 | 5 | 0 | 0 | 60 | 1 | 22 | Tuesday | 3
530 | 531 | 1 | 22 | 6 | 0 | 0 | 60 | 1 | 22 | Tuesday | 3
531 | 532 | 1 | 22 | 7 | 0 | 0 | 60 | 1 | 22 | Tuesday | 3
532 | 533 | 1 | 22 | 8 | 0 | 0 | 60 | 1 | 22 | Tuesday | 3
533 | 534 | 1 | 22 | 9 | 0 | 0 | 60 | 1 | 22 | Tuesday | 3
534 | 535 | 1 | 22 | 10 | 0 | 0 | 60 | 1 | 22 | Tuesday | 3
535 | 536 | 1 | 22 | 11 | 0 | 0 | 60 | 1 | 22 | Tuesday | 3
536 | 537 | 1 | 22 | 12 | 0 | 0 | 60 | 1 | 22 | Tuesday | 3
537 | 538 | 1 | 22 | 13 | 0 | 0 | 60 | 1 | 22 | Tuesday | 3
538 | 539 | 1 | 22 | 14 | 0 | 0 | 60 | 1 | 22 | Tuesday | 3
539 | 540 | 1 | 22 | 15 | 0 | 0 | 60 | 1 | 22 | Tuesday | 3
540 | 541 | 1 | 22 | 16 | 0 | 0 | 60 | 1 | 22 | Tuesday | 3
541 | 542 | 1 | 22 | 17 | 0 | 0 | 60 | 1 | 22 | Tuesday | 3
542 | 543 | 1 | 22 | 18 | 0 | 0 | 60 | 1 | 22 | Tuesday | 3
543 | 544 | 1 | 22 | 19 | 0 | 0 | 60 | 1 | 22 | Tuesday | 3
544 | 545 | 1 | 22 | 20 | 0 | 0 | 60 | 1 | 22 | Tuesday | 3
545 | 546 | 1 | 22 | 21 | 0 | 0 | 60 | 1 | 22 | Tuesday | 3
546 | 547 | 1 | 22 | 22 | 0 | 0 | 60 | 1 | 22 | Tuesday | 3
547 | 548 | 1 | 22 | 23 | 0 | 0 | 60 | 1 | 22 | Tuesday | 3
548 | 549 | 1 | 22 | 24 | 0 | 0 | 60 | 1 | 22 | Tuesday | 3
549 | 550 | 1 | 22 | 24 | 0 | 0 | 1440 | 2 | 22 | Tuesday | 3
550 | 551 | 1 | 23 | 1 | 0 | 0 | 60 | 1 | 23 | Wednesday | 3
551 | 552 | 1 | 23 | 2 | 0 | 0 | 60 | 1 | 23 | Wednesday | 3
552 | 553 | 1 | 23 | 3 | 0 | 0 | 60 | 1 | 23 | Wednesday | 3
553 | 554 | 1 | 23 | 4 | 0 | 0 | 60 | 1 | 23 | Wednesday | 3
554 | 555 | 1 | 23 | 5 | 0 | 0 | 60 | 1 | 23 | Wednesday | 3
555 | 556 | 1 | 23 | 6 | 0 | 0 | 60 | 1 | 23 | Wednesday | 3
556 | 557 | 1 | 23 | 7 | 0 | 0 | 60 | 1 | 23 | Wednesday | 3
557 | 558 | 1 | 23 | 8 | 0 | 0 | 60 | 1 | 23 | Wednesday | 3
558 | 559 | 1 | 23 | 9 | 0 | 0 | 60 | 1 | 23 | Wednesday | 3
559 | 560 | 1 | 23 | 10 | 0 | 0 | 60 | 1 | 23 | Wednesday | 3
560 | 561 | 1 | 23 | 11 | 0 | 0 | 60 | 1 | 23 | Wednesday | 3
561 | 562 | 1 | 23 | 12 | 0 | 0 | 60 | 1 | 23 | Wednesday | 3
562 | 563 | 1 | 23 | 13 | 0 | 0 | 60 | 1 | 23 | Wednesday | 3
563 | 564 | 1 | 23 | 14 | 0 | 0 | 60 | 1 | 23 | Wednesday | 3
564 | 565 | 1 | 23 | 15 | 0 | 0 | 60 | 1 | 23 | Wednesday | 3
565 | 566 | 1 | 23 | 16 | 0 | 0 | 60 | 1 | 23 | Wednesday | 3
566 | 567 | 1 | 23 | 17 | 0 | 0 | 60 | 1 | 23 | Wednesday | 3
567 | 568 | 1 | 23 | 18 | 0 | 0 | 60 | 1 | 23 | Wednesday | 3
568 | 569 | 1 | 23 | 19 | 0 | 0 | 60 | 1 | 23 | Wednesday | 3
569 | 570 | 1 | 23 | 20 | 0 | 0 | 60 | 1 | 23 | Wednesday | 3
570 | 571 | 1 | 23 | 21 | 0 | 0 | 60 | 1 | 23 | Wednesday | 3
571 | 572 | 1 | 23 | 22 | 0 | 0 | 60 | 1 | 23 | Wednesday | 3
572 | 573 | 1 | 23 | 23 | 0 | 0 | 60 | 1 | 23 | Wednesday | 3
573 | 574 | 1 | 23 | 24 | 0 | 0 | 60 | 1 | 23 | Wednesday | 3
574 | 575 | 1 | 23 | 24 | 0 | 0 | 1440 | 2 | 23 | Wednesday | 3
575 | 576 | 1 | 24 | 1 | 0 | 0 | 60 | 1 | 24 | Thursday | 3
576 | 577 | 1 | 24 | 2 | 0 | 0 | 60 | 1 | 24 | Thursday | 3
577 | 578 | 1 | 24 | 3 | 0 | 0 | 60 | 1 | 24 | Thursday | 3
578 | 579 | 1 | 24 | 4 | 0 | 0 | 60 | 1 | 24 | Thursday | 3
579 | 580 | 1 | 24 | 5 | 0 | 0 | 60 | 1 | 24 | Thursday | 3
580 | 581 | 1 | 24 | 6 | 0 | 0 | 60 | 1 | 24 | Thursday | 3
581 | 582 | 1 | 24 | 7 | 0 | 0 | 60 | 1 | 24 | Thursday | 3
582 | 583 | 1 | 24 | 8 | 0 | 0 | 60 | 1 | 24 | Thursday | 3
583 | 584 | 1 | 24 | 9 | 0 | 0 | 60 | 1 | 24 | Thursday | 3
584 | 585 | 1 | 24 | 10 | 0 | 0 | 60 | 1 | 24 | Thursday | 3
585 | 586 | 1 | 24 | 11 | 0 | 0 | 60 | 1 | 24 | Thursday | 3
586 | 587 | 1 | 24 | 12 | 0 | 0 | 60 | 1 | 24 | Thursday | 3
587 | 588 | 1 | 24 | 13 | 0 | 0 | 60 | 1 | 24 | Thursday | 3
588 | 589 | 1 | 24 | 14 | 0 | 0 | 60 | 1 | 24 | Thursday | 3
589 | 590 | 1 | 24 | 15 | 0 | 0 | 60 | 1 | 24 | Thursday | 3
590 | 591 | 1 | 24 | 16 | 0 | 0 | 60 | 1 | 24 | Thursday | 3
591 | 592 | 1 | 24 | 17 | 0 | 0 | 60 | 1 | 24 | Thursday | 3
592 | 593 | 1 | 24 | 18 | 0 | 0 | 60 | 1 | 24 | Thursday | 3
593 | 594 | 1 | 24 | 19 | 0 | 0 | 60 | 1 | 24 | Thursday | 3
594 | 595 | 1 | 24 | 20 | 0 | 0 | 60 | 1 | 24 | Thursday | 3
595 | 596 | 1 | 24 | 21 | 0 | 0 | 60 | 1 | 24 | Thursday | 3
596 | 597 | 1 | 24 | 22 | 0 | 0 | 60 | 1 | 24 | Thursday | 3
597 | 598 | 1 | 24 | 23 | 0 | 0 | 60 | 1 | 24 | Thursday | 3
598 | 599 | 1 | 24 | 24 | 0 | 0 | 60 | 1 | 24 | Thursday | 3
599 | 600 | 1 | 24 | 24 | 0 | 0 | 1440 | 2 | 24 | Thursday | 3
600 | 601 | 1 | 25 | 1 | 0 | 0 | 60 | 1 | 25 | Friday | 3
601 | 602 | 1 | 25 | 2 | 0 | 0 | 60 | 1 | 25 | Friday | 3
602 | 603 | 1 | 25 | 3 | 0 | 0 | 60 | 1 | 25 | Friday | 3
603 | 604 | 1 | 25 | 4 | 0 | 0 | 60 | 1 | 25 | Friday | 3
604 | 605 | 1 | 25 | 5 | 0 | 0 | 60 | 1 | 25 | Friday | 3
605 | 606 | 1 | 25 | 6 | 0 | 0 | 60 | 1 | 25 | Friday | 3
606 | 607 | 1 | 25 | 7 | 0 | 0 | 60 | 1 | 25 | Friday | 3
607 | 608 | 1 | 25 | 8 | 0 | 0 | 60 | 1 | 25 | Friday | 3
608 | 609 | 1 | 25 | 9 | 0 | 0 | 60 | 1 | 25 | Friday | 3
609 | 610 | 1 | 25 | 10 | 0 | 0 | 60 | 1 | 25 | Friday | 3
610 | 611 | 1 | 25 | 11 | 0 | 0 | 60 | 1 | 25 | Friday | 3
611 | 612 | 1 | 25 | 12 | 0 | 0 | 60 | 1 | 25 | Friday | 3
612 | 613 | 1 | 25 | 13 | 0 | 0 | 60 | 1 | 25 | Friday | 3
613 | 614 | 1 | 25 | 14 | 0 | 0 | 60 | 1 | 25 | Friday | 3
614 | 615 | 1 | 25 | 15 | 0 | 0 | 60 | 1 | 25 | Friday | 3
615 | 616 | 1 | 25 | 16 | 0 | 0 | 60 | 1 | 25 | Friday | 3
616 | 617 | 1 | 25 | 17 | 0 | 0 | 60 | 1 | 25 | Friday | 3
617 | 618 | 1 | 25 | 18 | 0 | 0 | 60 | 1 | 25 | Friday | 3
618 | 619 | 1 | 25 | 19 | 0 | 0 | 60 | 1 | 25 | Friday | 3
619 | 620 | 1 | 25 | 20 | 0 | 0 | 60 | 1 | 25 | Friday | 3
620 | 621 | 1 | 25 | 21 | 0 | 0 | 60 | 1 | 25 | Friday | 3
621 | 622 | 1 | 25 | 22 | 0 | 0 | 60 | 1 | 25 | Friday | 3
622 | 623 | 1 | 25 | 23 | 0 | 0 | 60 | 1 | 25 | Friday | 3
623 | 624 | 1 | 25 | 24 | 0 | 0 | 60 | 1 | 25 | Friday | 3
624 | 625 | 1 | 25 | 24 | 0 | 0 | 1440 | 2 | 25 | Friday | 3
625 | 626 | 1 | 26 | 1 | 0 | 0 | 60 | 1 | 26 | Saturday | 3
626 | 627 | 1 | 26 | 2 | 0 | 0 | 60 | 1 | 26 | Saturday | 3
627 | 628 | 1 | 26 | 3 | 0 | 0 | 60 | 1 | 26 | Saturday | 3
628 | 629 | 1 | 26 | 4 | 0 | 0 | 60 | 1 | 26 | Saturday | 3
629 | 630 | 1 | 26 | 5 | 0 | 0 | 60 | 1 | 26 | Saturday | 3
630 | 631 | 1 | 26 | 6 | 0 | 0 | 60 | 1 | 26 | Saturday | 3
631 | 632 | 1 | 26 | 7 | 0 | 0 | 60 | 1 | 26 | Saturday | 3
632 | 633 | 1 | 26 | 8 | 0 | 0 | 60 | 1 | 26 | Saturday | 3
633 | 634 | 1 | 26 | 9 | 0 | 0 | 60 | 1 | 26 | Saturday | 3
634 | 635 | 1 | 26 | 10 | 0 | 0 | 60 | 1 | 26 | Saturday | 3
635 | 636 | 1 | 26 | 11 | 0 | 0 | 60 | 1 | 26 | Saturday | 3
636 | 637 | 1 | 26 | 12 | 0 | 0 | 60 | 1 | 26 | Saturday | 3
637 | 638 | 1 | 26 | 13 | 0 | 0 | 60 | 1 | 26 | Saturday | 3
638 | 639 | 1 | 26 | 14 | 0 | 0 | 60 | 1 | 26 | Saturday | 3
639 | 640 | 1 | 26 | 15 | 0 | 0 | 60 | 1 | 26 | Saturday | 3
640 | 641 | 1 | 26 | 16 | 0 | 0 | 60 | 1 | 26 | Saturday | 3
641 | 642 | 1 | 26 | 17 | 0 | 0 | 60 | 1 | 26 | Saturday | 3
642 | 643 | 1 | 26 | 18 | 0 | 0 | 60 | 1 | 26 | Saturday | 3
643 | 644 | 1 | 26 | 19 | 0 | 0 | 60 | 1 | 26 | Saturday | 3
644 | 645 | 1 | 26 | 20 | 0 | 0 | 60 | 1 | 26 | Saturday | 3
645 | 646 | 1 | 26 | 21 | 0 | 0 | 60 | 1 | 26 | Saturday | 3
646 | 647 | 1 | 26 | 22 | 0 | 0 | 60 | 1 | 26 | Saturday | 3
647 | 648 | 1 | 26 | 23 | 0 | 0 | 60 | 1 | 26 | Saturday | 3
648 | 649 | 1 | 26 | 24 | 0 | 0 | 60 | 1 | 26 | Saturday | 3
649 | 650 | 1 | 26 | 24 | 0 | 0 | 1440 | 2 | 26 | Saturday | 3
650 | 651 | 1 | 27 | 1 | 0 | 0 | 60 | 1 | 27 | Sunday | 3
651 | 652 | 1 | 27 | 2 | 0 | 0 | 60 | 1 | 27 | Sunday | 3
652 | 653 | 1 | 27 | 3 | 0 | 0 | 60 | 1 | 27 | Sunday | 3
653 | 654 | 1 | 27 | 4 | 0 | 0 | 60 | 1 | 27 | Sunday | 3
654 | 655 | 1 | 27 | 5 | 0 | 0 | 60 | 1 | 27 | Sunday | 3
655 | 656 | 1 | 27 | 6 | 0 | 0 | 60 | 1 | 27 | Sunday | 3
656 | 657 | 1 | 27 | 7 | 0 | 0 | 60 | 1 | 27 | Sunday | 3
657 | 658 | 1 | 27 | 8 | 0 | 0 | 60 | 1 | 27 | Sunday | 3
658 | 659 | 1 | 27 | 9 | 0 | 0 | 60 | 1 | 27 | Sunday | 3
659 | 660 | 1 | 27 | 10 | 0 | 0 | 60 | 1 | 27 | Sunday | 3
660 | 661 | 1 | 27 | 11 | 0 | 0 | 60 | 1 | 27 | Sunday | 3
661 | 662 | 1 | 27 | 12 | 0 | 0 | 60 | 1 | 27 | Sunday | 3
662 | 663 | 1 | 27 | 13 | 0 | 0 | 60 | 1 | 27 | Sunday | 3
663 | 664 | 1 | 27 | 14 | 0 | 0 | 60 | 1 | 27 | Sunday | 3
664 | 665 | 1 | 27 | 15 | 0 | 0 | 60 | 1 | 27 | Sunday | 3
665 | 666 | 1 | 27 | 16 | 0 | 0 | 60 | 1 | 27 | Sunday | 3
666 | 667 | 1 | 27 | 17 | 0 | 0 | 60 | 1 | 27 | Sunday | 3
667 | 668 | 1 | 27 | 18 | 0 | 0 | 60 | 1 | 27 | Sunday | 3
668 | 669 | 1 | 27 | 19 | 0 | 0 | 60 | 1 | 27 | Sunday | 3
669 | 670 | 1 | 27 | 20 | 0 | 0 | 60 | 1 | 27 | Sunday | 3
670 | 671 | 1 | 27 | 21 | 0 | 0 | 60 | 1 | 27 | Sunday | 3
671 | 672 | 1 | 27 | 22 | 0 | 0 | 60 | 1 | 27 | Sunday | 3
672 | 673 | 1 | 27 | 23 | 0 | 0 | 60 | 1 | 27 | Sunday | 3
673 | 674 | 1 | 27 | 24 | 0 | 0 | 60 | 1 | 27 | Sunday | 3
674 | 675 | 1 | 27 | 24 | 0 | 0 | 1440 | 2 | 27 | Sunday | 3
675 | 676 | 1 | 28 | 1 | 0 | 0 | 60 | 1 | 28 | Monday | 3
676 | 677 | 1 | 28 | 2 | 0 | 0 | 60 | 1 | 28 | Monday | 3
677 | 678 | 1 | 28 | 3 | 0 | 0 | 60 | 1 | 28 | Monday | 3
678 | 679 | 1 | 28 | 4 | 0 | 0 | 60 | 1 | 28 | Monday | 3
679 | 680 | 1 | 28 | 5 | 0 | 0 | 60 | 1 | 28 | Monday | 3
680 | 681 | 1 | 28 | 6 | 0 | 0 | 60 | 1 | 28 | Monday | 3
681 | 682 | 1 | 28 | 7 | 0 | 0 | 60 | 1 | 28 | Monday | 3
682 | 683 | 1 | 28 | 8 | 0 | 0 | 60 | 1 | 28 | Monday | 3
683 | 684 | 1 | 28 | 9 | 0 | 0 | 60 | 1 | 28 | Monday | 3
684 | 685 | 1 | 28 | 10 | 0 | 0 | 60 | 1 | 28 | Monday | 3
685 | 686 | 1 | 28 | 11 | 0 | 0 | 60 | 1 | 28 | Monday | 3
686 | 687 | 1 | 28 | 12 | 0 | 0 | 60 | 1 | 28 | Monday | 3
687 | 688 | 1 | 28 | 13 | 0 | 0 | 60 | 1 | 28 | Monday | 3
688 | 689 | 1 | 28 | 14 | 0 | 0 | 60 | 1 | 28 | Monday | 3
689 | 690 | 1 | 28 | 15 | 0 | 0 | 60 | 1 | 28 | Monday | 3
690 | 691 | 1 | 28 | 16 | 0 | 0 | 60 | 1 | 28 | Monday | 3
691 | 692 | 1 | 28 | 17 | 0 | 0 | 60 | 1 | 28 | Monday | 3
692 | 693 | 1 | 28 | 18 | 0 | 0 | 60 | 1 | 28 | Monday | 3
693 | 694 | 1 | 28 | 19 | 0 | 0 | 60 | 1 | 28 | Monday | 3
694 | 695 | 1 | 28 | 20 | 0 | 0 | 60 | 1 | 28 | Monday | 3
695 | 696 | 1 | 28 | 21 | 0 | 0 | 60 | 1 | 28 | Monday | 3
696 | 697 | 1 | 28 | 22 | 0 | 0 | 60 | 1 | 28 | Monday | 3
697 | 698 | 1 | 28 | 23 | 0 | 0 | 60 | 1 | 28 | Monday | 3
698 | 699 | 1 | 28 | 24 | 0 | 0 | 60 | 1 | 28 | Monday | 3
699 | 700 | 1 | 28 | 24 | 0 | 0 | 1440 | 2 | 28 | Monday | 3
700 | 701 | 1 | 29 | 1 | 0 | 0 | 60 | 1 | 29 | Tuesday | 3
701 | 702 | 1 | 29 | 2 | 0 | 0 | 60 | 1 | 29 | Tuesday | 3
702 | 703 | 1 | 29 | 3 | 0 | 0 | 60 | 1 | 29 | Tuesday | 3
703 | 704 | 1 | 29 | 4 | 0 | 0 | 60 | 1 | 29 | Tuesday | 3
704 | 705 | 1 | 29 | 5 | 0 | 0 | 60 | 1 | 29 | Tuesday | 3
705 | 706 | 1 | 29 | 6 | 0 | 0 | 60 | 1 | 29 | Tuesday | 3
706 | 707 | 1 | 29 | 7 | 0 | 0 | 60 | 1 | 29 | Tuesday | 3
707 | 708 | 1 | 29 | 8 | 0 | 0 | 60 | 1 | 29 | Tuesday | 3
708 | 709 | 1 | 29 | 9 | 0 | 0 | 60 | 1 | 29 | Tuesday | 3
709 | 710 | 1 | 29 | 10 | 0 | 0 | 60 | 1 | 29 | Tuesday | 3
710 | 711 | 1 | 29 | 11 | 0 | 0 | 60 | 1 | 29 | Tuesday | 3
711 | 712 | 1 | 29 | 12 | 0 | 0 | 60 | 1 | 29 | Tuesday | 3
712 | 713 | 1 | 29 | 13 | 0 | 0 | 60 | 1 | 29 | Tuesday | 3
713 | 714 | 1 | 29 | 14 | 0 | 0 | 60 | 1 | 29 | Tuesday | 3
714 | 715 | 1 | 29 | 15 | 0 | 0 | 60 | 1 | 29 | Tuesday | 3
715 | 716 | 1 | 29 | 16 | 0 | 0 | 60 | 1 | 29 | Tuesday | 3
716 | 717 | 1 | 29 | 17 | 0 | 0 | 60 | 1 | 29 | Tuesday | 3
717 | 718 | 1 | 29 | 18 | 0 | 0 | 60 | 1 | 29 | Tuesday | 3
718 | 719 | 1 | 29 | 19 | 0 | 0 | 60 | 1 | 29 | Tuesday | 3
719 | 720 | 1 | 29 | 20 | 0 | 0 | 60 | 1 | 29 | Tuesday | 3
720 | 721 | 1 | 29 | 21 | 0 | 0 | 60 | 1 | 29 | Tuesday | 3
721 | 722 | 1 | 29 | 22 | 0 | 0 | 60 | 1 | 29 | Tuesday | 3
722 | 723 | 1 | 29 | 23 | 0 | 0 | 60 | 1 | 29 | Tuesday | 3
723 | 724 | 1 | 29 | 24 | 0 | 0 | 60 | 1 | 29 | Tuesday | 3
724 | 725 | 1 | 29 | 24 | 0 | 0 | 1440 | 2 | 29 | Tuesday | 3
725 | 726 | 1 | 30 | 1 | 0 | 0 | 60 | 1 | 30 | Wednesday | 3
726 | 727 | 1 | 30 | 2 | 0 | 0 | 60 | 1 | 30 | Wednesday | 3
727 | 728 | 1 | 30 | 3 | 0 | 0 | 60 | 1 | 30 | Wednesday | 3
728 | 729 | 1 | 30 | 4 | 0 | 0 | 60 | 1 | 30 | Wednesday | 3
729 | 730 | 1 | 30 | 5 | 0 | 0 | 60 | 1 | 30 | Wednesday | 3
730 | 731 | 1 | 30 | 6 | 0 | 0 | 60 | 1 | 30 | Wednesday | 3
731 | 732 | 1 | 30 | 7 | 0 | 0 | 60 | 1 | 30 | Wednesday | 3
732 | 733 | 1 | 30 | 8 | 0 | 0 | 60 | 1 | 30 | Wednesday | 3
733 | 734 | 1 | 30 | 9 | 0 | 0 | 60 | 1 | 30 | Wednesday | 3
734 | 735 | 1 | 30 | 10 | 0 | 0 | 60 | 1 | 30 | Wednesday | 3
735 | 736 | 1 | 30 | 11 | 0 | 0 | 60 | 1 | 30 | Wednesday | 3
736 | 737 | 1 | 30 | 12 | 0 | 0 | 60 | 1 | 30 | Wednesday | 3
737 | 738 | 1 | 30 | 13 | 0 | 0 | 60 | 1 | 30 | Wednesday | 3
738 | 739 | 1 | 30 | 14 | 0 | 0 | 60 | 1 | 30 | Wednesday | 3
739 | 740 | 1 | 30 | 15 | 0 | 0 | 60 | 1 | 30 | Wednesday | 3
740 | 741 | 1 | 30 | 16 | 0 | 0 | 60 | 1 | 30 | Wednesday | 3
741 | 742 | 1 | 30 | 17 | 0 | 0 | 60 | 1 | 30 | Wednesday | 3
742 | 743 | 1 | 30 | 18 | 0 | 0 | 60 | 1 | 30 | Wednesday | 3
743 | 744 | 1 | 30 | 19 | 0 | 0 | 60 | 1 | 30 | Wednesday | 3
744 | 745 | 1 | 30 | 20 | 0 | 0 | 60 | 1 | 30 | Wednesday | 3
745 | 746 | 1 | 30 | 21 | 0 | 0 | 60 | 1 | 30 | Wednesday | 3
746 | 747 | 1 | 30 | 22 | 0 | 0 | 60 | 1 | 30 | Wednesday | 3
747 | 748 | 1 | 30 | 23 | 0 | 0 | 60 | 1 | 30 | Wednesday | 3
748 | 749 | 1 | 30 | 24 | 0 | 0 | 60 | 1 | 30 | Wednesday | 3
749 | 750 | 1 | 30 | 24 | 0 | 0 | 1440 | 2 | 30 | Wednesday | 3
750 | 751 | 1 | 31 | 1 | 0 | 0 | 60 | 1 | 31 | Thursday | 3
751 | 752 | 1 | 31 | 2 | 0 | 0 | 60 | 1 | 31 | Thursday | 3
752 | 753 | 1 | 31 | 3 | 0 | 0 | 60 | 1 | 31 | Thursday | 3
753 | 754 | 1 | 31 | 4 | 0 | 0 | 60 | 1 | 31 | Thursday | 3
754 | 755 | 1 | 31 | 5 | 0 | 0 | 60 | 1 | 31 | Thursday | 3
755 | 756 | 1 | 31 | 6 | 0 | 0 | 60 | 1 | 31 | Thursday | 3
756 | 757 | 1 | 31 | 7 | 0 | 0 | 60 | 1 | 31 | Thursday | 3
757 | 758 | 1 | 31 | 8 | 0 | 0 | 60 | 1 | 31 | Thursday | 3
758 | 759 | 1 | 31 | 9 | 0 | 0 | 60 | 1 | 31 | Thursday | 3
759 | 760 | 1 | 31 | 10 | 0 | 0 | 60 | 1 | 31 | Thursday | 3
760 | 761 | 1 | 31 | 11 | 0 | 0 | 60 | 1 | 31 | Thursday | 3
761 | 762 | 1 | 31 | 12 | 0 | 0 | 60 | 1 | 31 | Thursday | 3
762 | 763 | 1 | 31 | 13 | 0 | 0 | 60 | 1 | 31 | Thursday | 3
763 | 764 | 1 | 31 | 14 | 0 | 0 | 60 | 1 | 31 | Thursday | 3
764 | 765 | 1 | 31 | 15 | 0 | 0 | 60 | 1 | 31 | Thursday | 3
765 | 766 | 1 | 31 | 16 | 0 | 0 | 60 | 1 | 31 | Thursday | 3
766 | 767 | 1 | 31 | 17 | 0 | 0 | 60 | 1 | 31 | Thursday | 3
767 | 768 | 1 | 31 | 18 | 0 | 0 | 60 | 1 | 31 | Thursday | 3
768 | 769 | 1 | 31 | 19 | 0 | 0 | 60 | 1 | 31 | Thursday | 3
769 | 770 | 1 | 31 | 20 | 0 | 0 | 60 | 1 | 31 | Thursday | 3
770 | 771 | 1 | 31 | 21 | 0 | 0 | 60 | 1 | 31 | Thursday | 3
771 | 772 | 1 | 31 | 22 | 0 | 0 | 60 | 1 | 31 | Thursday | 3
772 | 773 | 1 | 31 | 23 | 0 | 0 | 60 | 1 | 31 | Thursday | 3
773 | 774 | 1 | 31 | 24 | 0 | 0 | 60 | 1 | 31 | Thursday | 3
774 | 775 | 1 | 31 | 24 | 0 | 0 | 1440 | 2 | 31 | Thursday | 3
775 | 776 | 1 | 31 | 24 | 0 |  | 44640 | 3 | 31 |  | 3

## ZoneLists
| ZoneListIndex | Name | ZoneIndex
0 | EMPTY | EMPTY | EMPTY

## DaylightMapHourlyData
| HourlyReportIndex | X | Y | Illuminance
0 | EMPTY | EMPTY | EMPTY | EMPTY

## ComponentSizes
| CompType | CompName | Description | Value | Units
0 | AirTerminal:SingleDuct:Uncontrolled | 3NP:CORR1 DIRECT AIR | Design Size Maximum Air Flow Rate | 0.083492 | m3/s
1 | ZoneHVAC:Baseboard:Convective:Water | 3NP:CORR1 WATER CONVECTOR | Design Size Maximum Water Flow Rate | 6.0318e-05 | m3/s
2 | ZoneHVAC:Baseboard:Convective:Water | 3NP:CORR1 WATER CONVECTOR | Design Size U-Factor Times Area Value | 61.7923 | W/K
3 | AirTerminal:SingleDuct:Uncontrolled | 3NP:CORR2 DIRECT AIR | Design Size Maximum Air Flow Rate | 0.35825 | m3/s
4 | ZoneHVAC:Baseboard:Convective:Water | 3NP:CORR2 WATER CONVECTOR | Design Size Maximum Water Flow Rate | 9.3497e-05 | m3/s
5 | ZoneHVAC:Baseboard:Convective:Water | 3NP:CORR2 WATER CONVECTOR | Design Size U-Factor Times Area Value | 95.8045 | W/K
6 | AirTerminal:SingleDuct:Uncontrolled | 3NP:CORR3 DIRECT AIR | Design Size Maximum Air Flow Rate | 0.24569 | m3/s
7 | ZoneHVAC:Baseboard:Convective:Water | 3NP:CORR3 WATER CONVECTOR | Design Size Maximum Water Flow Rate | 6.7415e-05 | m3/s
8 | ZoneHVAC:Baseboard:Convective:Water | 3NP:CORR3 WATER CONVECTOR | Design Size U-Factor Times Area Value | 69.079 | W/K
9 | AirTerminal:SingleDuct:Uncontrolled | 3NP:OFF1 DIRECT AIR | Design Size Maximum Air Flow Rate | 0.091199 | m3/s
10 | ZoneHVAC:Baseboard:Convective:Water | 3NP:OFF1 WATER CONVECTOR | Design Size Maximum Water Flow Rate | 6.3029e-05 | m3/s
11 | ZoneHVAC:Baseboard:Convective:Water | 3NP:OFF1 WATER CONVECTOR | Design Size U-Factor Times Area Value | 61.6017 | W/K
12 | ZoneHVAC:PackagedTerminalAirConditioner | 3NP:OFF1 PTAC | Design Size Supply Air Flow Rate During Cooling Operation | 0.66607 | m3/s
13 | ZoneHVAC:PackagedTerminalAirConditioner | 3NP:OFF1 PTAC | Design Size Supply Air Flow Rate During Heating Operation | 0.66607 | m3/s
14 | ZoneHVAC:PackagedTerminalAirConditioner | 3NP:OFF1 PTAC | Design Size Supply Air Flow Rate When No Cooling or Heating is Needed | 0.66607 | m3/s
15 | Coil:Cooling:DX:SingleSpeed | 3NP:OFF1 PTAC DX COOLING COIL | Design Size Rated Air Flow Rate | 0.66607 | m3/s
16 | Coil:Cooling:DX:SingleSpeed | 3NP:OFF1 PTAC DX COOLING COIL | Design Size Rated Total Cooling Capacity (gross) | 11025.7651 | W
17 | Coil:Cooling:DX:SingleSpeed | 3NP:OFF1 PTAC DX COOLING COIL | Design Size Rated Sensible Heat Ratio | 0.79866
18 | Coil:Cooling:DX:SingleSpeed | 3NP:OFF1 PTAC DX COOLING COIL | Design Size Evaporative Condenser Air Flow Rate | 1.2569 | m3/s
19 | Coil:Heating:Electric | 3NP:OFF1 PTAC HEATING COIL | Design Size Nominal Capacity | 6798.4923 | W
20 | Fan:OnOff | 3NP:OFF1 PTAC SUPPLY FAN | Design Size Maximum Flow Rate | 0.66607 | m3/s
21 | AirTerminal:SingleDuct:Uncontrolled | 3NP:WC1 DIRECT AIR | Design Size Maximum Air Flow Rate | 0.058183 | m3/s
22 | ZoneHVAC:Baseboard:Convective:Water | 3NP:WC1 WATER CONVECTOR | Design Size Maximum Water Flow Rate | 1.6061e-05 | m3/s
23 | ZoneHVAC:Baseboard:Convective:Water | 3NP:WC1 WATER CONVECTOR | Design Size U-Factor Times Area Value | 16.4575 | W/K
24 | AirTerminal:SingleDuct:Uncontrolled | 3NP:WC2 DIRECT AIR | Design Size Maximum Air Flow Rate | 0.04718 | m3/s
25 | ZoneHVAC:Baseboard:Convective:Water | 3NP:WC2 WATER CONVECTOR | Design Size Maximum Water Flow Rate | 9.2867e-06 | m3/s
26 | ZoneHVAC:Baseboard:Convective:Water | 3NP:WC2 WATER CONVECTOR | Design Size U-Factor Times Area Value | 9.5173 | W/K
27 | AirTerminal:SingleDuct:Uncontrolled | 3NP:CORR4 DIRECT AIR | Design Size Maximum Air Flow Rate | 0.062547 | m3/s
28 | ZoneHVAC:Baseboard:Convective:Water | 3NP:CORR4 WATER CONVECTOR | Design Size Maximum Water Flow Rate | 1.7792e-05 | m3/s
29 | ZoneHVAC:Baseboard:Convective:Water | 3NP:CORR4 WATER CONVECTOR | Design Size U-Factor Times Area Value | 18.2317 | W/K
30 | AirTerminal:SingleDuct:Uncontrolled | 3NP:WC3 DIRECT AIR | Design Size Maximum Air Flow Rate | 0.06066 | m3/s
31 | ZoneHVAC:Baseboard:Convective:Water | 3NP:WC3 WATER CONVECTOR | Design Size Maximum Water Flow Rate | 1.1527e-05 | m3/s
32 | ZoneHVAC:Baseboard:Convective:Water | 3NP:WC3 WATER CONVECTOR | Design Size U-Factor Times Area Value | 11.813 | W/K
33 | AirTerminal:SingleDuct:Uncontrolled | 3NP:CORR DIRECT AIR | Design Size Maximum Air Flow Rate | 0.22365 | m3/s
34 | ZoneHVAC:Baseboard:Convective:Water | 3NP:CORR WATER CONVECTOR | Design Size Maximum Water Flow Rate | 8.2669e-05 | m3/s
35 | ZoneHVAC:Baseboard:Convective:Water | 3NP:CORR WATER CONVECTOR | Design Size U-Factor Times Area Value | 84.6935 | W/K
36 | AirTerminal:SingleDuct:Uncontrolled | 3NP:OFF2 DIRECT AIR | Design Size Maximum Air Flow Rate | 0.021131 | m3/s
37 | ZoneHVAC:Baseboard:Convective:Water | 3NP:OFF2 WATER CONVECTOR | Design Size Maximum Water Flow Rate | 8.5626e-06 | m3/s
38 | ZoneHVAC:Baseboard:Convective:Water | 3NP:OFF2 WATER CONVECTOR | Design Size U-Factor Times Area Value | 8.3696 | W/K
39 | ZoneHVAC:PackagedTerminalAirConditioner | 3NP:OFF2 PTAC | Design Size Supply Air Flow Rate During Cooling Operation | 0.078663 | m3/s
40 | ZoneHVAC:PackagedTerminalAirConditioner | 3NP:OFF2 PTAC | Design Size Supply Air Flow Rate During Heating Operation | 0.078663 | m3/s
41 | ZoneHVAC:PackagedTerminalAirConditioner | 3NP:OFF2 PTAC | Design Size Supply Air Flow Rate When No Cooling or Heating is Needed | 0.078663 | m3/s
42 | Coil:Cooling:DX:SingleSpeed | 3NP:OFF2 PTAC DX COOLING COIL | Design Size Rated Air Flow Rate | 0.078663 | m3/s
43 | Coil:Cooling:DX:SingleSpeed | 3NP:OFF2 PTAC DX COOLING COIL | Design Size Rated Total Cooling Capacity (gross) | 1302.1442 | W
44 | Coil:Cooling:DX:SingleSpeed | 3NP:OFF2 PTAC DX COOLING COIL | Design Size Rated Sensible Heat Ratio | 0.79866
45 | Coil:Cooling:DX:SingleSpeed | 3NP:OFF2 PTAC DX COOLING COIL | Design Size Evaporative Condenser Air Flow Rate | 0.14844 | m3/s
46 | Coil:Heating:Electric | 3NP:OFF2 PTAC HEATING COIL | Design Size Nominal Capacity | 1575.2604 | W
47 | Fan:OnOff | 3NP:OFF2 PTAC SUPPLY FAN | Design Size Maximum Flow Rate | 0.078663 | m3/s
48 | AirTerminal:SingleDuct:Uncontrolled | 3NP:LOBBY DIRECT AIR | Design Size Maximum Air Flow Rate | 0.25667 | m3/s
49 | ZoneHVAC:Baseboard:Convective:Water | 3NP:LOBBY WATER CONVECTOR | Design Size Maximum Water Flow Rate | 0.00011815 | m3/s
50 | ZoneHVAC:Baseboard:Convective:Water | 3NP:LOBBY WATER CONVECTOR | Design Size U-Factor Times Area Value | 121.0365 | W/K
51 | AirTerminal:SingleDuct:Uncontrolled | 3NP:OFF3 DIRECT AIR | Design Size Maximum Air Flow Rate | 0.057177 | m3/s
52 | ZoneHVAC:Baseboard:Convective:Water | 3NP:OFF3 WATER CONVECTOR | Design Size Maximum Water Flow Rate | 5.5006e-05 | m3/s
53 | ZoneHVAC:Baseboard:Convective:Water | 3NP:OFF3 WATER CONVECTOR | Design Size U-Factor Times Area Value | 53.7589 | W/K
54 | ZoneHVAC:PackagedTerminalAirConditioner | 3NP:OFF3 PTAC | Design Size Supply Air Flow Rate During Cooling Operation | 0.32061 | m3/s
55 | ZoneHVAC:PackagedTerminalAirConditioner | 3NP:OFF3 PTAC | Design Size Supply Air Flow Rate During Heating Operation | 0.32061 | m3/s
56 | ZoneHVAC:PackagedTerminalAirConditioner | 3NP:OFF3 PTAC | Design Size Supply Air Flow Rate When No Cooling or Heating is Needed | 0.32061 | m3/s
57 | Coil:Cooling:DX:SingleSpeed | 3NP:OFF3 PTAC DX COOLING COIL | Design Size Rated Air Flow Rate | 0.32061 | m3/s
58 | Coil:Cooling:DX:SingleSpeed | 3NP:OFF3 PTAC DX COOLING COIL | Design Size Rated Total Cooling Capacity (gross) | 5307.2134 | W
59 | Coil:Cooling:DX:SingleSpeed | 3NP:OFF3 PTAC DX COOLING COIL | Design Size Rated Sensible Heat Ratio | 0.79866
60 | Coil:Cooling:DX:SingleSpeed | 3NP:OFF3 PTAC DX COOLING COIL | Design Size Evaporative Condenser Air Flow Rate | 0.60502 | m3/s
61 | Coil:Heating:Electric | 3NP:OFF3 PTAC HEATING COIL | Design Size Nominal Capacity | 4504.8932 | W
62 | Fan:OnOff | 3NP:OFF3 PTAC SUPPLY FAN | Design Size Maximum Flow Rate | 0.32061 | m3/s
63 | AirTerminal:SingleDuct:Uncontrolled | 3NP:WC4 DIRECT AIR | Design Size Maximum Air Flow Rate | 0.06403 | m3/s
64 | ZoneHVAC:Baseboard:Convective:Water | 3NP:WC4 WATER CONVECTOR | Design Size Maximum Water Flow Rate | 1.1931e-05 | m3/s
65 | ZoneHVAC:Baseboard:Convective:Water | 3NP:WC4 WATER CONVECTOR | Design Size U-Factor Times Area Value | 12.2273 | W/K
66 | AirTerminal:SingleDuct:Uncontrolled | 3NP:OFF4 DIRECT AIR | Design Size Maximum Air Flow Rate | 0.065605 | m3/s
67 | ZoneHVAC:Baseboard:Convective:Water | 3NP:OFF4 WATER CONVECTOR | Design Size Maximum Water Flow Rate | 2.4162e-05 | m3/s
68 | ZoneHVAC:Baseboard:Convective:Water | 3NP:OFF4 WATER CONVECTOR | Design Size U-Factor Times Area Value | 23.6174 | W/K
69 | ZoneHVAC:PackagedTerminalAirConditioner | 3NP:OFF4 PTAC | Design Size Supply Air Flow Rate During Cooling Operation | 0.26587 | m3/s
70 | ZoneHVAC:PackagedTerminalAirConditioner | 3NP:OFF4 PTAC | Design Size Supply Air Flow Rate During Heating Operation | 0.26587 | m3/s
71 | ZoneHVAC:PackagedTerminalAirConditioner | 3NP:OFF4 PTAC | Design Size Supply Air Flow Rate When No Cooling or Heating is Needed | 0.26587 | m3/s
72 | Coil:Cooling:DX:SingleSpeed | 3NP:OFF4 PTAC DX COOLING COIL | Design Size Rated Air Flow Rate | 0.26587 | m3/s
73 | Coil:Cooling:DX:SingleSpeed | 3NP:OFF4 PTAC DX COOLING COIL | Design Size Rated Total Cooling Capacity (gross) | 4401.0338 | W
74 | Coil:Cooling:DX:SingleSpeed | 3NP:OFF4 PTAC DX COOLING COIL | Design Size Rated Sensible Heat Ratio | 0.79866
75 | Coil:Cooling:DX:SingleSpeed | 3NP:OFF4 PTAC DX COOLING COIL | Design Size Evaporative Condenser Air Flow Rate | 0.50172 | m3/s
76 | Coil:Heating:Electric | 3NP:OFF4 PTAC HEATING COIL | Design Size Nominal Capacity | 4890.5671 | W
77 | Fan:OnOff | 3NP:OFF4 PTAC SUPPLY FAN | Design Size Maximum Flow Rate | 0.26587 | m3/s
78 | AirTerminal:SingleDuct:Uncontrolled | 3NP:OFF5 DIRECT AIR | Design Size Maximum Air Flow Rate | 0.052186 | m3/s
79 | ZoneHVAC:Baseboard:Convective:Water | 3NP:OFF5 WATER CONVECTOR | Design Size Maximum Water Flow Rate | 3.163e-05 | m3/s
80 | ZoneHVAC:Baseboard:Convective:Water | 3NP:OFF5 WATER CONVECTOR | Design Size U-Factor Times Area Value | 30.9143 | W/K
81 | ZoneHVAC:PackagedTerminalAirConditioner | 3NP:OFF5 PTAC | Design Size Supply Air Flow Rate During Cooling Operation | 0.20493 | m3/s
82 | ZoneHVAC:PackagedTerminalAirConditioner | 3NP:OFF5 PTAC | Design Size Supply Air Flow Rate During Heating Operation | 0.20493 | m3/s
83 | ZoneHVAC:PackagedTerminalAirConditioner | 3NP:OFF5 PTAC | Design Size Supply Air Flow Rate When No Cooling or Heating is Needed | 0.20493 | m3/s
84 | Coil:Cooling:DX:SingleSpeed | 3NP:OFF5 PTAC DX COOLING COIL | Design Size Rated Air Flow Rate | 0.20493 | m3/s
85 | Coil:Cooling:DX:SingleSpeed | 3NP:OFF5 PTAC DX COOLING COIL | Design Size Rated Total Cooling Capacity (gross) | 3392.31 | W
86 | Coil:Cooling:DX:SingleSpeed | 3NP:OFF5 PTAC DX COOLING COIL | Design Size Rated Sensible Heat Ratio | 0.79866
87 | Coil:Cooling:DX:SingleSpeed | 3NP:OFF5 PTAC DX COOLING COIL | Design Size Evaporative Condenser Air Flow Rate | 0.38672 | m3/s
88 | Coil:Heating:Electric | 3NP:OFF5 PTAC HEATING COIL | Design Size Nominal Capacity | 3890.2916 | W
89 | Fan:OnOff | 3NP:OFF5 PTAC SUPPLY FAN | Design Size Maximum Flow Rate | 0.20493 | m3/s
90 | AirTerminal:SingleDuct:Uncontrolled | 3NP:OFF6 DIRECT AIR | Design Size Maximum Air Flow Rate | 0.038331 | m3/s
91 | ZoneHVAC:Baseboard:Convective:Water | 3NP:OFF6 WATER CONVECTOR | Design Size Maximum Water Flow Rate | 4.427e-05 | m3/s
92 | ZoneHVAC:Baseboard:Convective:Water | 3NP:OFF6 WATER CONVECTOR | Design Size U-Factor Times Area Value | 43.2653 | W/K
93 | ZoneHVAC:PackagedTerminalAirConditioner | 3NP:OFF6 PTAC | Design Size Supply Air Flow Rate During Cooling Operation | 0.3327 | m3/s
94 | ZoneHVAC:PackagedTerminalAirConditioner | 3NP:OFF6 PTAC | Design Size Supply Air Flow Rate During Heating Operation | 0.3327 | m3/s
95 | ZoneHVAC:PackagedTerminalAirConditioner | 3NP:OFF6 PTAC | Design Size Supply Air Flow Rate When No Cooling or Heating is Needed | 0.3327 | m3/s
96 | Coil:Cooling:DX:SingleSpeed | 3NP:OFF6 PTAC DX COOLING COIL | Design Size Rated Air Flow Rate | 0.3327 | m3/s
97 | Coil:Cooling:DX:SingleSpeed | 3NP:OFF6 PTAC DX COOLING COIL | Design Size Rated Total Cooling Capacity (gross) | 5507.4083 | W
98 | Coil:Cooling:DX:SingleSpeed | 3NP:OFF6 PTAC DX COOLING COIL | Design Size Rated Sensible Heat Ratio | 0.79866
99 | Coil:Cooling:DX:SingleSpeed | 3NP:OFF6 PTAC DX COOLING COIL | Design Size Evaporative Condenser Air Flow Rate | 0.62784 | m3/s
100 | Coil:Heating:Electric | 3NP:OFF6 PTAC HEATING COIL | Design Size Nominal Capacity | 3329.4726 | W
101 | Fan:OnOff | 3NP:OFF6 PTAC SUPPLY FAN | Design Size Maximum Flow Rate | 0.3327 | m3/s
102 | AirTerminal:SingleDuct:Uncontrolled | 3NP:WC DIRECT AIR | Design Size Maximum Air Flow Rate | 0.021029 | m3/s
103 | ZoneHVAC:Baseboard:Convective:Water | 3NP:WC WATER CONVECTOR | Design Size Maximum Water Flow Rate | 9.0477e-06 | m3/s
104 | ZoneHVAC:Baseboard:Convective:Water | 3NP:WC WATER CONVECTOR | Design Size U-Factor Times Area Value | 9.2701 | W/K
105 | AirTerminal:SingleDuct:Uncontrolled | 3NP:OFF7 DIRECT AIR | Design Size Maximum Air Flow Rate | 0.010894 | m3/s
106 | ZoneHVAC:Baseboard:Convective:Water | 3NP:OFF7 WATER CONVECTOR | Design Size Maximum Water Flow Rate | 1.6859e-05 | m3/s
107 | ZoneHVAC:Baseboard:Convective:Water | 3NP:OFF7 WATER CONVECTOR | Design Size U-Factor Times Area Value | 16.4758 | W/K
108 | ZoneHVAC:PackagedTerminalAirConditioner | 3NP:OFF7 PTAC | Design Size Supply Air Flow Rate During Cooling Operation | 0.07268 | m3/s
109 | ZoneHVAC:PackagedTerminalAirConditioner | 3NP:OFF7 PTAC | Design Size Supply Air Flow Rate During Heating Operation | 0.07268 | m3/s
110 | ZoneHVAC:PackagedTerminalAirConditioner | 3NP:OFF7 PTAC | Design Size Supply Air Flow Rate When No Cooling or Heating is Needed | 0.07268 | m3/s
111 | Coil:Cooling:DX:SingleSpeed | 3NP:OFF7 PTAC DX COOLING COIL | Design Size Rated Air Flow Rate | 0.07268 | m3/s
112 | Coil:Cooling:DX:SingleSpeed | 3NP:OFF7 PTAC DX COOLING COIL | Design Size Rated Total Cooling Capacity (gross) | 1203.1175 | W
113 | Coil:Cooling:DX:SingleSpeed | 3NP:OFF7 PTAC DX COOLING COIL | Design Size Rated Sensible Heat Ratio | 0.79866
114 | Coil:Cooling:DX:SingleSpeed | 3NP:OFF7 PTAC DX COOLING COIL | Design Size Evaporative Condenser Air Flow Rate | 0.13716 | m3/s
115 | Coil:Heating:Electric | 3NP:OFF7 PTAC HEATING COIL | Design Size Nominal Capacity | 1125.235 | W
116 | Fan:OnOff | 3NP:OFF7 PTAC SUPPLY FAN | Design Size Maximum Flow Rate | 0.07268 | m3/s
117 | AirTerminal:SingleDuct:Uncontrolled | 3NP:OFF DIRECT AIR | Design Size Maximum Air Flow Rate | 0.036031 | m3/s
118 | ZoneHVAC:Baseboard:Convective:Water | 3NP:OFF WATER CONVECTOR | Design Size Maximum Water Flow Rate | 3.7553e-05 | m3/s
119 | ZoneHVAC:Baseboard:Convective:Water | 3NP:OFF WATER CONVECTOR | Design Size U-Factor Times Area Value | 36.7013 | W/K
120 | ZoneHVAC:PackagedTerminalAirConditioner | 3NP:OFF PTAC | Design Size Supply Air Flow Rate During Cooling Operation | 0.29534 | m3/s
121 | ZoneHVAC:PackagedTerminalAirConditioner | 3NP:OFF PTAC | Design Size Supply Air Flow Rate During Heating Operation | 0.29534 | m3/s
122 | ZoneHVAC:PackagedTerminalAirConditioner | 3NP:OFF PTAC | Design Size Supply Air Flow Rate When No Cooling or Heating is Needed | 0.29534 | m3/s
123 | Coil:Cooling:DX:SingleSpeed | 3NP:OFF PTAC DX COOLING COIL | Design Size Rated Air Flow Rate | 0.29534 | m3/s
124 | Coil:Cooling:DX:SingleSpeed | 3NP:OFF PTAC DX COOLING COIL | Design Size Rated Total Cooling Capacity (gross) | 4888.8545 | W
125 | Coil:Cooling:DX:SingleSpeed | 3NP:OFF PTAC DX COOLING COIL | Design Size Rated Sensible Heat Ratio | 0.79866
126 | Coil:Cooling:DX:SingleSpeed | 3NP:OFF PTAC DX COOLING COIL | Design Size Evaporative Condenser Air Flow Rate | 0.55733 | m3/s
127 | Coil:Heating:Electric | 3NP:OFF PTAC HEATING COIL | Design Size Nominal Capacity | 2959.7604 | W
128 | Fan:OnOff | 3NP:OFF PTAC SUPPLY FAN | Design Size Maximum Flow Rate | 0.29534 | m3/s
129 | ZoneHVAC:Baseboard:Convective:Water | 4NP:CORR1 WATER CONVECTOR | Design Size Maximum Water Flow Rate | 6.3188e-05 | m3/s
130 | ZoneHVAC:Baseboard:Convective:Water | 4NP:CORR1 WATER CONVECTOR | Design Size U-Factor Times Area Value | 64.7362 | W/K
131 | ZoneHVAC:PackagedTerminalAirConditioner | 4NP:CORR1 PTAC | Design Size Supply Air Flow Rate During Cooling Operation | 0.21926 | m3/s
132 | ZoneHVAC:PackagedTerminalAirConditioner | 4NP:CORR1 PTAC | Design Size Supply Air Flow Rate During Heating Operation | 0.21926 | m3/s
133 | ZoneHVAC:PackagedTerminalAirConditioner | 4NP:CORR1 PTAC | Design Size Supply Air Flow Rate When No Cooling or Heating is Needed | 0.21926 | m3/s
134 | Coil:Cooling:DX:SingleSpeed | 4NP:CORR1 PTAC DX COOLING COIL | Design Size Rated Air Flow Rate | 0.21926 | m3/s
135 | Coil:Cooling:DX:SingleSpeed | 4NP:CORR1 PTAC DX COOLING COIL | Design Size Rated Total Cooling Capacity (gross) | 3629.4833 | W
136 | Coil:Cooling:DX:SingleSpeed | 4NP:CORR1 PTAC DX COOLING COIL | Design Size Rated Sensible Heat Ratio | 0.79866
137 | Coil:Cooling:DX:SingleSpeed | 4NP:CORR1 PTAC DX COOLING COIL | Design Size Evaporative Condenser Air Flow Rate | 0.41376 | m3/s
138 | Coil:Heating:Electric | 4NP:CORR1 PTAC HEATING COIL | Design Size Nominal Capacity | 5446.196 | W
139 | Fan:OnOff | 4NP:CORR1 PTAC SUPPLY FAN | Design Size Maximum Flow Rate | 0.21926 | m3/s
140 | AirTerminal:SingleDuct:Uncontrolled | 4NP:CORR1 DIRECT AIR | Design Size Maximum Air Flow Rate | 0.21926 | m3/s
141 | ZoneHVAC:Baseboard:Convective:Water | 4NP:CORR2 WATER CONVECTOR | Design Size Maximum Water Flow Rate | 4.3896e-05 | m3/s
142 | ZoneHVAC:Baseboard:Convective:Water | 4NP:CORR2 WATER CONVECTOR | Design Size U-Factor Times Area Value | 44.9717 | W/K
143 | ZoneHVAC:PackagedTerminalAirConditioner | 4NP:CORR2 PTAC | Design Size Supply Air Flow Rate During Cooling Operation | 0.13773 | m3/s
144 | ZoneHVAC:PackagedTerminalAirConditioner | 4NP:CORR2 PTAC | Design Size Supply Air Flow Rate During Heating Operation | 0.13773 | m3/s
145 | ZoneHVAC:PackagedTerminalAirConditioner | 4NP:CORR2 PTAC | Design Size Supply Air Flow Rate When No Cooling or Heating is Needed | 0.13773 | m3/s
146 | Coil:Cooling:DX:SingleSpeed | 4NP:CORR2 PTAC DX COOLING COIL | Design Size Rated Air Flow Rate | 0.13773 | m3/s
147 | Coil:Cooling:DX:SingleSpeed | 4NP:CORR2 PTAC DX COOLING COIL | Design Size Rated Total Cooling Capacity (gross) | 2279.9371 | W
148 | Coil:Cooling:DX:SingleSpeed | 4NP:CORR2 PTAC DX COOLING COIL | Design Size Rated Sensible Heat Ratio | 0.79866
149 | Coil:Cooling:DX:SingleSpeed | 4NP:CORR2 PTAC DX COOLING COIL | Design Size Evaporative Condenser Air Flow Rate | 0.25991 | m3/s
150 | Coil:Heating:Electric | 4NP:CORR2 PTAC HEATING COIL | Design Size Nominal Capacity | 4486.3561 | W
151 | Fan:OnOff | 4NP:CORR2 PTAC SUPPLY FAN | Design Size Maximum Flow Rate | 0.13773 | m3/s
152 | AirTerminal:SingleDuct:Uncontrolled | 4NP:CORR2 DIRECT AIR | Design Size Maximum Air Flow Rate | 0.13773 | m3/s
153 | ZoneHVAC:Baseboard:Convective:Water | 4NP:WC1 WATER CONVECTOR | Design Size Maximum Water Flow Rate | 1.1758e-05 | m3/s
154 | ZoneHVAC:Baseboard:Convective:Water | 4NP:WC1 WATER CONVECTOR | Design Size U-Factor Times Area Value | 12.0455 | W/K
155 | ZoneHVAC:PackagedTerminalAirConditioner | 4NP:WC1 PTAC | Design Size Supply Air Flow Rate During Cooling Operation | 0.05394 | m3/s
156 | ZoneHVAC:PackagedTerminalAirConditioner | 4NP:WC1 PTAC | Design Size Supply Air Flow Rate During Heating Operation | 0.05394 | m3/s
157 | ZoneHVAC:PackagedTerminalAirConditioner | 4NP:WC1 PTAC | Design Size Supply Air Flow Rate When No Cooling or Heating is Needed | 0.05394 | m3/s
158 | Coil:Cooling:DX:SingleSpeed | 4NP:WC1 PTAC DX COOLING COIL | Design Size Rated Air Flow Rate | 0.05394 | m3/s
159 | Coil:Cooling:DX:SingleSpeed | 4NP:WC1 PTAC DX COOLING COIL | Design Size Rated Total Cooling Capacity (gross) | 892.8985 | W
160 | Coil:Cooling:DX:SingleSpeed | 4NP:WC1 PTAC DX COOLING COIL | Design Size Rated Sensible Heat Ratio | 0.79866
161 | Coil:Cooling:DX:SingleSpeed | 4NP:WC1 PTAC DX COOLING COIL | Design Size Evaporative Condenser Air Flow Rate | 0.10179 | m3/s
162 | Coil:Heating:Electric | 4NP:WC1 PTAC HEATING COIL | Design Size Nominal Capacity | 2927.3113 | W
163 | Fan:OnOff | 4NP:WC1 PTAC SUPPLY FAN | Design Size Maximum Flow Rate | 0.05394 | m3/s
164 | AirTerminal:SingleDuct:Uncontrolled | 4NP:WC1 DIRECT AIR | Design Size Maximum Air Flow Rate | 0.05394 | m3/s
165 | ZoneHVAC:Baseboard:Convective:Water | 4NP:CORR3 WATER CONVECTOR | Design Size Maximum Water Flow Rate | 3.992e-05 | m3/s
166 | ZoneHVAC:Baseboard:Convective:Water | 4NP:CORR3 WATER CONVECTOR | Design Size U-Factor Times Area Value | 40.8984 | W/K
167 | ZoneHVAC:PackagedTerminalAirConditioner | 4NP:CORR3 PTAC | Design Size Supply Air Flow Rate During Cooling Operation | 0.24246 | m3/s
168 | ZoneHVAC:PackagedTerminalAirConditioner | 4NP:CORR3 PTAC | Design Size Supply Air Flow Rate During Heating Operation | 0.24246 | m3/s
169 | ZoneHVAC:PackagedTerminalAirConditioner | 4NP:CORR3 PTAC | Design Size Supply Air Flow Rate When No Cooling or Heating is Needed | 0.24246 | m3/s
170 | Coil:Cooling:DX:SingleSpeed | 4NP:CORR3 PTAC DX COOLING COIL | Design Size Rated Air Flow Rate | 0.24246 | m3/s
171 | Coil:Cooling:DX:SingleSpeed | 4NP:CORR3 PTAC DX COOLING COIL | Design Size Rated Total Cooling Capacity (gross) | 4013.5686 | W
172 | Coil:Cooling:DX:SingleSpeed | 4NP:CORR3 PTAC DX COOLING COIL | Design Size Rated Sensible Heat Ratio | 0.79866
173 | Coil:Cooling:DX:SingleSpeed | 4NP:CORR3 PTAC DX COOLING COIL | Design Size Evaporative Condenser Air Flow Rate | 0.45755 | m3/s
174 | Coil:Heating:Electric | 4NP:CORR3 PTAC HEATING COIL | Design Size Nominal Capacity | 13158.1906 | W
175 | Fan:OnOff | 4NP:CORR3 PTAC SUPPLY FAN | Design Size Maximum Flow Rate | 0.24246 | m3/s
176 | AirTerminal:SingleDuct:Uncontrolled | 4NP:CORR3 DIRECT AIR | Design Size Maximum Air Flow Rate | 0.24246 | m3/s
177 | ZoneHVAC:Baseboard:Convective:Water | 4NP:CORR4 WATER CONVECTOR | Design Size Maximum Water Flow Rate | 2.6852e-05 | m3/s
178 | ZoneHVAC:Baseboard:Convective:Water | 4NP:CORR4 WATER CONVECTOR | Design Size U-Factor Times Area Value | 27.5091 | W/K
179 | ZoneHVAC:PackagedTerminalAirConditioner | 4NP:CORR4 PTAC | Design Size Supply Air Flow Rate During Cooling Operation | 0.13094 | m3/s
180 | ZoneHVAC:PackagedTerminalAirConditioner | 4NP:CORR4 PTAC | Design Size Supply Air Flow Rate During Heating Operation | 0.13094 | m3/s
181 | ZoneHVAC:PackagedTerminalAirConditioner | 4NP:CORR4 PTAC | Design Size Supply Air Flow Rate When No Cooling or Heating is Needed | 0.13094 | m3/s
182 | Coil:Cooling:DX:SingleSpeed | 4NP:CORR4 PTAC DX COOLING COIL | Design Size Rated Air Flow Rate | 0.13094 | m3/s
183 | Coil:Cooling:DX:SingleSpeed | 4NP:CORR4 PTAC DX COOLING COIL | Design Size Rated Total Cooling Capacity (gross) | 2175.3555 | W
184 | Coil:Cooling:DX:SingleSpeed | 4NP:CORR4 PTAC DX COOLING COIL | Design Size Rated Sensible Heat Ratio | 0.79734
185 | Coil:Cooling:DX:SingleSpeed | 4NP:CORR4 PTAC DX COOLING COIL | Design Size Evaporative Condenser Air Flow Rate | 0.24799 | m3/s
186 | Coil:Heating:Electric | 4NP:CORR4 PTAC HEATING COIL | Design Size Nominal Capacity | 7106.3099 | W
187 | Fan:OnOff | 4NP:CORR4 PTAC SUPPLY FAN | Design Size Maximum Flow Rate | 0.13094 | m3/s
188 | AirTerminal:SingleDuct:Uncontrolled | 4NP:CORR4 DIRECT AIR | Design Size Maximum Air Flow Rate | 0.13094 | m3/s
189 | AirTerminal:SingleDuct:Uncontrolled | 4NP:OFF1 DIRECT AIR | Design Size Maximum Air Flow Rate | 0.091199 | m3/s
190 | ZoneHVAC:Baseboard:Convective:Water | 4NP:OFF1 WATER CONVECTOR | Design Size Maximum Water Flow Rate | 6.7785e-05 | m3/s
191 | ZoneHVAC:Baseboard:Convective:Water | 4NP:OFF1 WATER CONVECTOR | Design Size U-Factor Times Area Value | 66.2503 | W/K
192 | ZoneHVAC:PackagedTerminalAirConditioner | 4NP:OFF1 PTAC | Design Size Supply Air Flow Rate During Cooling Operation | 0.66656 | m3/s
193 | ZoneHVAC:PackagedTerminalAirConditioner | 4NP:OFF1 PTAC | Design Size Supply Air Flow Rate During Heating Operation | 0.66656 | m3/s
194 | ZoneHVAC:PackagedTerminalAirConditioner | 4NP:OFF1 PTAC | Design Size Supply Air Flow Rate When No Cooling or Heating is Needed | 0.66656 | m3/s
195 | Coil:Cooling:DX:SingleSpeed | 4NP:OFF1 PTAC DX COOLING COIL | Design Size Rated Air Flow Rate | 0.66656 | m3/s
196 | Coil:Cooling:DX:SingleSpeed | 4NP:OFF1 PTAC DX COOLING COIL | Design Size Rated Total Cooling Capacity (gross) | 11033.9918 | W
197 | Coil:Cooling:DX:SingleSpeed | 4NP:OFF1 PTAC DX COOLING COIL | Design Size Rated Sensible Heat Ratio | 0.79866
198 | Coil:Cooling:DX:SingleSpeed | 4NP:OFF1 PTAC DX COOLING COIL | Design Size Evaporative Condenser Air Flow Rate | 1.2579 | m3/s
199 | Coil:Heating:Electric | 4NP:OFF1 PTAC HEATING COIL | Design Size Nominal Capacity | 6798.4923 | W
200 | Fan:OnOff | 4NP:OFF1 PTAC SUPPLY FAN | Design Size Maximum Flow Rate | 0.66656 | m3/s
201 | ZoneHVAC:Baseboard:Convective:Water | 4NP:CORR5 WATER CONVECTOR | Design Size Maximum Water Flow Rate | 5.909e-05 | m3/s
202 | ZoneHVAC:Baseboard:Convective:Water | 4NP:CORR5 WATER CONVECTOR | Design Size U-Factor Times Area Value | 60.5347 | W/K
203 | ZoneHVAC:PackagedTerminalAirConditioner | 4NP:CORR5 PTAC | Design Size Supply Air Flow Rate During Cooling Operation | 0.21278 | m3/s
204 | ZoneHVAC:PackagedTerminalAirConditioner | 4NP:CORR5 PTAC | Design Size Supply Air Flow Rate During Heating Operation | 0.21278 | m3/s
205 | ZoneHVAC:PackagedTerminalAirConditioner | 4NP:CORR5 PTAC | Design Size Supply Air Flow Rate When No Cooling or Heating is Needed | 0.21278 | m3/s
206 | Coil:Cooling:DX:SingleSpeed | 4NP:CORR5 PTAC DX COOLING COIL | Design Size Rated Air Flow Rate | 0.21278 | m3/s
207 | Coil:Cooling:DX:SingleSpeed | 4NP:CORR5 PTAC DX COOLING COIL | Design Size Rated Total Cooling Capacity (gross) | 3522.1875 | W
208 | Coil:Cooling:DX:SingleSpeed | 4NP:CORR5 PTAC DX COOLING COIL | Design Size Rated Sensible Heat Ratio | 0.79866
209 | Coil:Cooling:DX:SingleSpeed | 4NP:CORR5 PTAC DX COOLING COIL | Design Size Evaporative Condenser Air Flow Rate | 0.40153 | m3/s
210 | Coil:Heating:Electric | 4NP:CORR5 PTAC HEATING COIL | Design Size Nominal Capacity | 10020.6452 | W
211 | Fan:OnOff | 4NP:CORR5 PTAC SUPPLY FAN | Design Size Maximum Flow Rate | 0.21278 | m3/s
212 | AirTerminal:SingleDuct:Uncontrolled | 4NP:CORR5 DIRECT AIR | Design Size Maximum Air Flow Rate | 0.21278 | m3/s
213 | ZoneHVAC:Baseboard:Convective:Water | 4NP:KITCH WATER CONVECTOR | Design Size Maximum Water Flow Rate | 6.3199e-06 | m3/s
214 | ZoneHVAC:Baseboard:Convective:Water | 4NP:KITCH WATER CONVECTOR | Design Size U-Factor Times Area Value | 6.4749 | W/K
215 | ZoneHVAC:PackagedTerminalAirConditioner | 4NP:KITCH PTAC | Design Size Supply Air Flow Rate During Cooling Operation | 0.058254 | m3/s
216 | ZoneHVAC:PackagedTerminalAirConditioner | 4NP:KITCH PTAC | Design Size Supply Air Flow Rate During Heating Operation | 0.058254 | m3/s
217 | ZoneHVAC:PackagedTerminalAirConditioner | 4NP:KITCH PTAC | Design Size Supply Air Flow Rate When No Cooling or Heating is Needed | 0.058254 | m3/s
218 | Coil:Cooling:DX:SingleSpeed | 4NP:KITCH PTAC DX COOLING COIL | Design Size Rated Air Flow Rate | 0.058254 | m3/s
219 | Coil:Cooling:DX:SingleSpeed | 4NP:KITCH PTAC DX COOLING COIL | Design Size Rated Total Cooling Capacity (gross) | 964.305 | W
220 | Coil:Cooling:DX:SingleSpeed | 4NP:KITCH PTAC DX COOLING COIL | Design Size Rated Sensible Heat Ratio | 0.79866
221 | Coil:Cooling:DX:SingleSpeed | 4NP:KITCH PTAC DX COOLING COIL | Design Size Evaporative Condenser Air Flow Rate | 0.10993 | m3/s
222 | Coil:Heating:Electric | 4NP:KITCH PTAC HEATING COIL | Design Size Nominal Capacity | 2018.8274 | W
223 | Fan:OnOff | 4NP:KITCH PTAC SUPPLY FAN | Design Size Maximum Flow Rate | 0.058254 | m3/s
224 | AirTerminal:SingleDuct:Uncontrolled | 4NP:KITCH DIRECT AIR | Design Size Maximum Air Flow Rate | 0.058254 | m3/s
225 | ZoneHVAC:Baseboard:Convective:Water | 4NP:WC2 WATER CONVECTOR | Design Size Maximum Water Flow Rate | 6.5357e-06 | m3/s
226 | ZoneHVAC:Baseboard:Convective:Water | 4NP:WC2 WATER CONVECTOR | Design Size U-Factor Times Area Value | 6.6962 | W/K
227 | ZoneHVAC:PackagedTerminalAirConditioner | 4NP:WC2 PTAC | Design Size Supply Air Flow Rate During Cooling Operation | 0.0434 | m3/s
228 | ZoneHVAC:PackagedTerminalAirConditioner | 4NP:WC2 PTAC | Design Size Supply Air Flow Rate During Heating Operation | 0.0434 | m3/s
229 | ZoneHVAC:PackagedTerminalAirConditioner | 4NP:WC2 PTAC | Design Size Supply Air Flow Rate When No Cooling or Heating is Needed | 0.0434 | m3/s
230 | Coil:Cooling:DX:SingleSpeed | 4NP:WC2 PTAC DX COOLING COIL | Design Size Rated Air Flow Rate | 0.0434 | m3/s
231 | Coil:Cooling:DX:SingleSpeed | 4NP:WC2 PTAC DX COOLING COIL | Design Size Rated Total Cooling Capacity (gross) | 718.4241 | W
232 | Coil:Cooling:DX:SingleSpeed | 4NP:WC2 PTAC DX COOLING COIL | Design Size Rated Sensible Heat Ratio | 0.79866
233 | Coil:Cooling:DX:SingleSpeed | 4NP:WC2 PTAC DX COOLING COIL | Design Size Evaporative Condenser Air Flow Rate | 0.0819 | m3/s
234 | Coil:Heating:Electric | 4NP:WC2 PTAC HEATING COIL | Design Size Nominal Capacity | 2355.2921 | W
235 | Fan:OnOff | 4NP:WC2 PTAC SUPPLY FAN | Design Size Maximum Flow Rate | 0.0434 | m3/s
236 | AirTerminal:SingleDuct:Uncontrolled | 4NP:WC2 DIRECT AIR | Design Size Maximum Air Flow Rate | 0.0434 | m3/s
237 | AirTerminal:SingleDuct:Uncontrolled | 4NP:OFF2 DIRECT AIR | Design Size Maximum Air Flow Rate | 0.02102 | m3/s
238 | ZoneHVAC:Baseboard:Convective:Water | 4NP:OFF2 WATER CONVECTOR | Design Size Maximum Water Flow Rate | 1.5258e-05 | m3/s
239 | ZoneHVAC:Baseboard:Convective:Water | 4NP:OFF2 WATER CONVECTOR | Design Size U-Factor Times Area Value | 14.9124 | W/K
240 | ZoneHVAC:PackagedTerminalAirConditioner | 4NP:OFF2 PTAC | Design Size Supply Air Flow Rate During Cooling Operation | 0.15641 | m3/s
241 | ZoneHVAC:PackagedTerminalAirConditioner | 4NP:OFF2 PTAC | Design Size Supply Air Flow Rate During Heating Operation | 0.15641 | m3/s
242 | ZoneHVAC:PackagedTerminalAirConditioner | 4NP:OFF2 PTAC | Design Size Supply Air Flow Rate When No Cooling or Heating is Needed | 0.15641 | m3/s
243 | Coil:Cooling:DX:SingleSpeed | 4NP:OFF2 PTAC DX COOLING COIL | Design Size Rated Air Flow Rate | 0.15641 | m3/s
244 | Coil:Cooling:DX:SingleSpeed | 4NP:OFF2 PTAC DX COOLING COIL | Design Size Rated Total Cooling Capacity (gross) | 2589.1393 | W
245 | Coil:Cooling:DX:SingleSpeed | 4NP:OFF2 PTAC DX COOLING COIL | Design Size Rated Sensible Heat Ratio | 0.79866
246 | Coil:Cooling:DX:SingleSpeed | 4NP:OFF2 PTAC DX COOLING COIL | Design Size Evaporative Condenser Air Flow Rate | 0.29516 | m3/s
247 | Coil:Heating:Electric | 4NP:OFF2 PTAC HEATING COIL | Design Size Nominal Capacity | 1566.9883 | W
248 | Fan:OnOff | 4NP:OFF2 PTAC SUPPLY FAN | Design Size Maximum Flow Rate | 0.15641 | m3/s
249 | AirTerminal:SingleDuct:Uncontrolled | 4NP:OFF3 DIRECT AIR | Design Size Maximum Air Flow Rate | 0.016388 | m3/s
250 | ZoneHVAC:Baseboard:Convective:Water | 4NP:OFF3 WATER CONVECTOR | Design Size Maximum Water Flow Rate | 3.4939e-06 | m3/s
251 | ZoneHVAC:Baseboard:Convective:Water | 4NP:OFF3 WATER CONVECTOR | Design Size U-Factor Times Area Value | 3.4158 | W/K
252 | ZoneHVAC:PackagedTerminalAirConditioner | 4NP:OFF3 PTAC | Design Size Supply Air Flow Rate During Cooling Operation | 0.054782 | m3/s
253 | ZoneHVAC:PackagedTerminalAirConditioner | 4NP:OFF3 PTAC | Design Size Supply Air Flow Rate During Heating Operation | 0.054782 | m3/s
254 | ZoneHVAC:PackagedTerminalAirConditioner | 4NP:OFF3 PTAC | Design Size Supply Air Flow Rate When No Cooling or Heating is Needed | 0.054782 | m3/s
255 | Coil:Cooling:DX:SingleSpeed | 4NP:OFF3 PTAC DX COOLING COIL | Design Size Rated Air Flow Rate | 0.054782 | m3/s
256 | Coil:Cooling:DX:SingleSpeed | 4NP:OFF3 PTAC DX COOLING COIL | Design Size Rated Total Cooling Capacity (gross) | 906.8397 | W
257 | Coil:Cooling:DX:SingleSpeed | 4NP:OFF3 PTAC DX COOLING COIL | Design Size Rated Sensible Heat Ratio | 0.79866
258 | Coil:Cooling:DX:SingleSpeed | 4NP:OFF3 PTAC DX COOLING COIL | Design Size Evaporative Condenser Air Flow Rate | 0.10338 | m3/s
259 | Coil:Heating:Electric | 4NP:OFF3 PTAC HEATING COIL | Design Size Nominal Capacity | 1221.6771 | W
260 | Fan:OnOff | 4NP:OFF3 PTAC SUPPLY FAN | Design Size Maximum Flow Rate | 0.054782 | m3/s
261 | AirTerminal:SingleDuct:Uncontrolled | 4NP:OFF4 DIRECT AIR | Design Size Maximum Air Flow Rate | 0.023356 | m3/s
262 | ZoneHVAC:Baseboard:Convective:Water | 4NP:OFF4 WATER CONVECTOR | Design Size Maximum Water Flow Rate | 1.5968e-05 | m3/s
263 | ZoneHVAC:Baseboard:Convective:Water | 4NP:OFF4 WATER CONVECTOR | Design Size U-Factor Times Area Value | 15.6064 | W/K
264 | ZoneHVAC:PackagedTerminalAirConditioner | 4NP:OFF4 PTAC | Design Size Supply Air Flow Rate During Cooling Operation | 0.15734 | m3/s
265 | ZoneHVAC:PackagedTerminalAirConditioner | 4NP:OFF4 PTAC | Design Size Supply Air Flow Rate During Heating Operation | 0.15734 | m3/s
266 | ZoneHVAC:PackagedTerminalAirConditioner | 4NP:OFF4 PTAC | Design Size Supply Air Flow Rate When No Cooling or Heating is Needed | 0.15734 | m3/s
267 | Coil:Cooling:DX:SingleSpeed | 4NP:OFF4 PTAC DX COOLING COIL | Design Size Rated Air Flow Rate | 0.15734 | m3/s
268 | Coil:Cooling:DX:SingleSpeed | 4NP:OFF4 PTAC DX COOLING COIL | Design Size Rated Total Cooling Capacity (gross) | 2604.4899 | W
269 | Coil:Cooling:DX:SingleSpeed | 4NP:OFF4 PTAC DX COOLING COIL | Design Size Rated Sensible Heat Ratio | 0.79866
270 | Coil:Cooling:DX:SingleSpeed | 4NP:OFF4 PTAC DX COOLING COIL | Design Size Evaporative Condenser Air Flow Rate | 0.29691 | m3/s
271 | Coil:Heating:Electric | 4NP:OFF4 PTAC HEATING COIL | Design Size Nominal Capacity | 1741.0773 | W
272 | Fan:OnOff | 4NP:OFF4 PTAC SUPPLY FAN | Design Size Maximum Flow Rate | 0.15734 | m3/s
273 | ZoneHVAC:Baseboard:Convective:Water | 4NP:WC3 WATER CONVECTOR | Design Size Maximum Water Flow Rate | 3.1351e-06 | m3/s
274 | ZoneHVAC:Baseboard:Convective:Water | 4NP:WC3 WATER CONVECTOR | Design Size U-Factor Times Area Value | 3.212 | W/K
275 | ZoneHVAC:PackagedTerminalAirConditioner | 4NP:WC3 PTAC | Design Size Supply Air Flow Rate During Cooling Operation | 0.015004 | m3/s
276 | ZoneHVAC:PackagedTerminalAirConditioner | 4NP:WC3 PTAC | Design Size Supply Air Flow Rate During Heating Operation | 0.015004 | m3/s
277 | ZoneHVAC:PackagedTerminalAirConditioner | 4NP:WC3 PTAC | Design Size Supply Air Flow Rate When No Cooling or Heating is Needed | 0.015004 | m3/s
278 | Coil:Cooling:DX:SingleSpeed | 4NP:WC3 PTAC DX COOLING COIL | Design Size Rated Air Flow Rate | 0.015004 | m3/s
279 | Coil:Cooling:DX:SingleSpeed | 4NP:WC3 PTAC DX COOLING COIL | Design Size Rated Total Cooling Capacity (gross) | 248.3695 | W
280 | Coil:Cooling:DX:SingleSpeed | 4NP:WC3 PTAC DX COOLING COIL | Design Size Rated Sensible Heat Ratio | 0.79866
281 | Coil:Cooling:DX:SingleSpeed | 4NP:WC3 PTAC DX COOLING COIL | Design Size Evaporative Condenser Air Flow Rate | 0.028314 | m3/s
282 | Coil:Heating:Electric | 4NP:WC3 PTAC HEATING COIL | Design Size Nominal Capacity | 814.2635 | W
283 | Fan:OnOff | 4NP:WC3 PTAC SUPPLY FAN | Design Size Maximum Flow Rate | 0.015004 | m3/s
284 | AirTerminal:SingleDuct:Uncontrolled | 4NP:WC3 DIRECT AIR | Design Size Maximum Air Flow Rate | 0.015004 | m3/s
285 | ZoneHVAC:Baseboard:Convective:Water | 4NP:CORR6 WATER CONVECTOR | Design Size Maximum Water Flow Rate | 5.3538e-05 | m3/s
286 | ZoneHVAC:Baseboard:Convective:Water | 4NP:CORR6 WATER CONVECTOR | Design Size U-Factor Times Area Value | 54.8472 | W/K
287 | ZoneHVAC:PackagedTerminalAirConditioner | 4NP:CORR6 PTAC | Design Size Supply Air Flow Rate During Cooling Operation | 0.1811 | m3/s
288 | ZoneHVAC:PackagedTerminalAirConditioner | 4NP:CORR6 PTAC | Design Size Supply Air Flow Rate During Heating Operation | 0.1811 | m3/s
289 | ZoneHVAC:PackagedTerminalAirConditioner | 4NP:CORR6 PTAC | Design Size Supply Air Flow Rate When No Cooling or Heating is Needed | 0.1811 | m3/s
290 | Coil:Cooling:DX:SingleSpeed | 4NP:CORR6 PTAC DX COOLING COIL | Design Size Rated Air Flow Rate | 0.1811 | m3/s
291 | Coil:Cooling:DX:SingleSpeed | 4NP:CORR6 PTAC DX COOLING COIL | Design Size Rated Total Cooling Capacity (gross) | 2997.7671 | W
292 | Coil:Cooling:DX:SingleSpeed | 4NP:CORR6 PTAC DX COOLING COIL | Design Size Rated Sensible Heat Ratio | 0.79866
293 | Coil:Cooling:DX:SingleSpeed | 4NP:CORR6 PTAC DX COOLING COIL | Design Size Evaporative Condenser Air Flow Rate | 0.34175 | m3/s
294 | Coil:Heating:Electric | 4NP:CORR6 PTAC HEATING COIL | Design Size Nominal Capacity | 9406.4945 | W
295 | Fan:OnOff | 4NP:CORR6 PTAC SUPPLY FAN | Design Size Maximum Flow Rate | 0.1811 | m3/s
296 | AirTerminal:SingleDuct:Uncontrolled | 4NP:CORR6 DIRECT AIR | Design Size Maximum Air Flow Rate | 0.1811 | m3/s
297 | AirTerminal:SingleDuct:Uncontrolled | 4NP:OFFICE DIRECT AIR | Design Size Maximum Air Flow Rate | 0.026196 | m3/s
298 | ZoneHVAC:Baseboard:Convective:Water | 4NP:OFFICE WATER CONVECTOR | Design Size Maximum Water Flow Rate | 6.0094e-06 | m3/s
299 | ZoneHVAC:Baseboard:Convective:Water | 4NP:OFFICE WATER CONVECTOR | Design Size U-Factor Times Area Value | 5.8748 | W/K
300 | ZoneHVAC:PackagedTerminalAirConditioner | 4NP:OFFICE PTAC | Design Size Supply Air Flow Rate During Cooling Operation | 0.091925 | m3/s
301 | ZoneHVAC:PackagedTerminalAirConditioner | 4NP:OFFICE PTAC | Design Size Supply Air Flow Rate During Heating Operation | 0.091925 | m3/s
302 | ZoneHVAC:PackagedTerminalAirConditioner | 4NP:OFFICE PTAC | Design Size Supply Air Flow Rate When No Cooling or Heating is Needed | 0.091925 | m3/s
303 | Coil:Cooling:DX:SingleSpeed | 4NP:OFFICE PTAC DX COOLING COIL | Design Size Rated Air Flow Rate | 0.091925 | m3/s
304 | Coil:Cooling:DX:SingleSpeed | 4NP:OFFICE PTAC DX COOLING COIL | Design Size Rated Total Cooling Capacity (gross) | 1521.6836 | W
305 | Coil:Cooling:DX:SingleSpeed | 4NP:OFFICE PTAC DX COOLING COIL | Design Size Rated Sensible Heat Ratio | 0.79866
306 | Coil:Cooling:DX:SingleSpeed | 4NP:OFFICE PTAC DX COOLING COIL | Design Size Evaporative Condenser Air Flow Rate | 0.17347 | m3/s
307 | Coil:Heating:Electric | 4NP:OFFICE PTAC HEATING COIL | Design Size Nominal Capacity | 1952.8086 | W
308 | Fan:OnOff | 4NP:OFFICE PTAC SUPPLY FAN | Design Size Maximum Flow Rate | 0.091925 | m3/s
309 | AirTerminal:SingleDuct:Uncontrolled | 4NP:OFF5 DIRECT AIR | Design Size Maximum Air Flow Rate | 0.022244 | m3/s
310 | ZoneHVAC:Baseboard:Convective:Water | 4NP:OFF5 WATER CONVECTOR | Design Size Maximum Water Flow Rate | 1.6202e-05 | m3/s
311 | ZoneHVAC:Baseboard:Convective:Water | 4NP:OFF5 WATER CONVECTOR | Design Size U-Factor Times Area Value | 15.8352 | W/K
312 | ZoneHVAC:PackagedTerminalAirConditioner | 4NP:OFF5 PTAC | Design Size Supply Air Flow Rate During Cooling Operation | 0.15635 | m3/s
313 | ZoneHVAC:PackagedTerminalAirConditioner | 4NP:OFF5 PTAC | Design Size Supply Air Flow Rate During Heating Operation | 0.15635 | m3/s
314 | ZoneHVAC:PackagedTerminalAirConditioner | 4NP:OFF5 PTAC | Design Size Supply Air Flow Rate When No Cooling or Heating is Needed | 0.15635 | m3/s
315 | Coil:Cooling:DX:SingleSpeed | 4NP:OFF5 PTAC DX COOLING COIL | Design Size Rated Air Flow Rate | 0.15635 | m3/s
316 | Coil:Cooling:DX:SingleSpeed | 4NP:OFF5 PTAC DX COOLING COIL | Design Size Rated Total Cooling Capacity (gross) | 2588.1339 | W
317 | Coil:Cooling:DX:SingleSpeed | 4NP:OFF5 PTAC DX COOLING COIL | Design Size Rated Sensible Heat Ratio | 0.79866
318 | Coil:Cooling:DX:SingleSpeed | 4NP:OFF5 PTAC DX COOLING COIL | Design Size Evaporative Condenser Air Flow Rate | 0.29505 | m3/s
319 | Coil:Heating:Electric | 4NP:OFF5 PTAC HEATING COIL | Design Size Nominal Capacity | 1658.1689 | W
320 | Fan:OnOff | 4NP:OFF5 PTAC SUPPLY FAN | Design Size Maximum Flow Rate | 0.15635 | m3/s
321 | ZoneHVAC:Baseboard:Convective:Water | 4NP:WC WATER CONVECTOR | Design Size Maximum Water Flow Rate | 8.5834e-06 | m3/s
322 | ZoneHVAC:Baseboard:Convective:Water | 4NP:WC WATER CONVECTOR | Design Size U-Factor Times Area Value | 8.7942 | W/K
323 | ZoneHVAC:PackagedTerminalAirConditioner | 4NP:WC PTAC | Design Size Supply Air Flow Rate During Cooling Operation | 0.0589 | m3/s
324 | ZoneHVAC:PackagedTerminalAirConditioner | 4NP:WC PTAC | Design Size Supply Air Flow Rate During Heating Operation | 0.0589 | m3/s
325 | ZoneHVAC:PackagedTerminalAirConditioner | 4NP:WC PTAC | Design Size Supply Air Flow Rate When No Cooling or Heating is Needed | 0.0589 | m3/s
326 | Coil:Cooling:DX:SingleSpeed | 4NP:WC PTAC DX COOLING COIL | Design Size Rated Air Flow Rate | 0.0589 | m3/s
327 | Coil:Cooling:DX:SingleSpeed | 4NP:WC PTAC DX COOLING COIL | Design Size Rated Total Cooling Capacity (gross) | 975.0041 | W
328 | Coil:Cooling:DX:SingleSpeed | 4NP:WC PTAC DX COOLING COIL | Design Size Rated Sensible Heat Ratio | 0.79866
329 | Coil:Cooling:DX:SingleSpeed | 4NP:WC PTAC DX COOLING COIL | Design Size Evaporative Condenser Air Flow Rate | 0.11115 | m3/s
330 | Coil:Heating:Electric | 4NP:WC PTAC HEATING COIL | Design Size Nominal Capacity | 3196.4664 | W
331 | Fan:OnOff | 4NP:WC PTAC SUPPLY FAN | Design Size Maximum Flow Rate | 0.0589 | m3/s
332 | AirTerminal:SingleDuct:Uncontrolled | 4NP:WC DIRECT AIR | Design Size Maximum Air Flow Rate | 0.0589 | m3/s
333 | ZoneHVAC:Baseboard:Convective:Water | 4NP:CORR WATER CONVECTOR | Design Size Maximum Water Flow Rate | 3.8638e-05 | m3/s
334 | ZoneHVAC:Baseboard:Convective:Water | 4NP:CORR WATER CONVECTOR | Design Size U-Factor Times Area Value | 39.5824 | W/K
335 | ZoneHVAC:PackagedTerminalAirConditioner | 4NP:CORR PTAC | Design Size Supply Air Flow Rate During Cooling Operation | 0.12837 | m3/s
336 | ZoneHVAC:PackagedTerminalAirConditioner | 4NP:CORR PTAC | Design Size Supply Air Flow Rate During Heating Operation | 0.12837 | m3/s
337 | ZoneHVAC:PackagedTerminalAirConditioner | 4NP:CORR PTAC | Design Size Supply Air Flow Rate When No Cooling or Heating is Needed | 0.12837 | m3/s
338 | Coil:Cooling:DX:SingleSpeed | 4NP:CORR PTAC DX COOLING COIL | Design Size Rated Air Flow Rate | 0.12837 | m3/s
339 | Coil:Cooling:DX:SingleSpeed | 4NP:CORR PTAC DX COOLING COIL | Design Size Rated Total Cooling Capacity (gross) | 2124.9502 | W
340 | Coil:Cooling:DX:SingleSpeed | 4NP:CORR PTAC DX COOLING COIL | Design Size Rated Sensible Heat Ratio | 0.79866
341 | Coil:Cooling:DX:SingleSpeed | 4NP:CORR PTAC DX COOLING COIL | Design Size Evaporative Condenser Air Flow Rate | 0.24224 | m3/s
342 | Coil:Heating:Electric | 4NP:CORR PTAC HEATING COIL | Design Size Nominal Capacity | 6416.0534 | W
343 | Fan:OnOff | 4NP:CORR PTAC SUPPLY FAN | Design Size Maximum Flow Rate | 0.12837 | m3/s
344 | AirTerminal:SingleDuct:Uncontrolled | 4NP:CORR DIRECT AIR | Design Size Maximum Air Flow Rate | 0.12837 | m3/s
345 | AirTerminal:SingleDuct:Uncontrolled | 4NP:OFF6 DIRECT AIR | Design Size Maximum Air Flow Rate | 0.0096695 | m3/s
346 | ZoneHVAC:Baseboard:Convective:Water | 4NP:OFF6 WATER CONVECTOR | Design Size Maximum Water Flow Rate | 1.1957e-05 | m3/s
347 | ZoneHVAC:Baseboard:Convective:Water | 4NP:OFF6 WATER CONVECTOR | Design Size U-Factor Times Area Value | 11.6854 | W/K
348 | ZoneHVAC:PackagedTerminalAirConditioner | 4NP:OFF6 PTAC | Design Size Supply Air Flow Rate During Cooling Operation | 0.10616 | m3/s
349 | ZoneHVAC:PackagedTerminalAirConditioner | 4NP:OFF6 PTAC | Design Size Supply Air Flow Rate During Heating Operation | 0.10616 | m3/s
350 | ZoneHVAC:PackagedTerminalAirConditioner | 4NP:OFF6 PTAC | Design Size Supply Air Flow Rate When No Cooling or Heating is Needed | 0.10616 | m3/s
351 | Coil:Cooling:DX:SingleSpeed | 4NP:OFF6 PTAC DX COOLING COIL | Design Size Rated Air Flow Rate | 0.10616 | m3/s
352 | Coil:Cooling:DX:SingleSpeed | 4NP:OFF6 PTAC DX COOLING COIL | Design Size Rated Total Cooling Capacity (gross) | 1757.3254 | W
353 | Coil:Cooling:DX:SingleSpeed | 4NP:OFF6 PTAC DX COOLING COIL | Design Size Rated Sensible Heat Ratio | 0.79866
354 | Coil:Cooling:DX:SingleSpeed | 4NP:OFF6 PTAC DX COOLING COIL | Design Size Evaporative Condenser Air Flow Rate | 0.20034 | m3/s
355 | Coil:Heating:Electric | 4NP:OFF6 PTAC HEATING COIL | Design Size Nominal Capacity | 872.9309 | W
356 | Fan:OnOff | 4NP:OFF6 PTAC SUPPLY FAN | Design Size Maximum Flow Rate | 0.10616 | m3/s
357 | AirTerminal:SingleDuct:Uncontrolled | 4NP:OFF7 DIRECT AIR | Design Size Maximum Air Flow Rate | 0.029593 | m3/s
358 | ZoneHVAC:Baseboard:Convective:Water | 4NP:OFF7 WATER CONVECTOR | Design Size Maximum Water Flow Rate | 2.2893e-05 | m3/s
359 | ZoneHVAC:Baseboard:Convective:Water | 4NP:OFF7 WATER CONVECTOR | Design Size U-Factor Times Area Value | 22.3745 | W/K
360 | ZoneHVAC:PackagedTerminalAirConditioner | 4NP:OFF7 PTAC | Design Size Supply Air Flow Rate During Cooling Operation | 0.22708 | m3/s
361 | ZoneHVAC:PackagedTerminalAirConditioner | 4NP:OFF7 PTAC | Design Size Supply Air Flow Rate During Heating Operation | 0.22708 | m3/s
362 | ZoneHVAC:PackagedTerminalAirConditioner | 4NP:OFF7 PTAC | Design Size Supply Air Flow Rate When No Cooling or Heating is Needed | 0.22708 | m3/s
363 | Coil:Cooling:DX:SingleSpeed | 4NP:OFF7 PTAC DX COOLING COIL | Design Size Rated Air Flow Rate | 0.22708 | m3/s
364 | Coil:Cooling:DX:SingleSpeed | 4NP:OFF7 PTAC DX COOLING COIL | Design Size Rated Total Cooling Capacity (gross) | 3759.0027 | W
365 | Coil:Cooling:DX:SingleSpeed | 4NP:OFF7 PTAC DX COOLING COIL | Design Size Rated Sensible Heat Ratio | 0.79866
366 | Coil:Cooling:DX:SingleSpeed | 4NP:OFF7 PTAC DX COOLING COIL | Design Size Evaporative Condenser Air Flow Rate | 0.42853 | m3/s
367 | Coil:Heating:Electric | 4NP:OFF7 PTAC HEATING COIL | Design Size Nominal Capacity | 2206.0489 | W
368 | Fan:OnOff | 4NP:OFF7 PTAC SUPPLY FAN | Design Size Maximum Flow Rate | 0.22708 | m3/s
369 | AirTerminal:SingleDuct:Uncontrolled | 4NP:OFF8 DIRECT AIR | Design Size Maximum Air Flow Rate | 0.04397 | m3/s
370 | ZoneHVAC:Baseboard:Convective:Water | 4NP:OFF8 WATER CONVECTOR | Design Size Maximum Water Flow Rate | 5.4545e-05 | m3/s
371 | ZoneHVAC:Baseboard:Convective:Water | 4NP:OFF8 WATER CONVECTOR | Design Size U-Factor Times Area Value | 53.307 | W/K
372 | ZoneHVAC:PackagedTerminalAirConditioner | 4NP:OFF8 PTAC | Design Size Supply Air Flow Rate During Cooling Operation | 0.3555 | m3/s
373 | ZoneHVAC:PackagedTerminalAirConditioner | 4NP:OFF8 PTAC | Design Size Supply Air Flow Rate During Heating Operation | 0.3555 | m3/s
374 | ZoneHVAC:PackagedTerminalAirConditioner | 4NP:OFF8 PTAC | Design Size Supply Air Flow Rate When No Cooling or Heating is Needed | 0.3555 | m3/s
375 | Coil:Cooling:DX:SingleSpeed | 4NP:OFF8 PTAC DX COOLING COIL | Design Size Rated Air Flow Rate | 0.3555 | m3/s
376 | Coil:Cooling:DX:SingleSpeed | 4NP:OFF8 PTAC DX COOLING COIL | Design Size Rated Total Cooling Capacity (gross) | 5884.7127 | W
377 | Coil:Cooling:DX:SingleSpeed | 4NP:OFF8 PTAC DX COOLING COIL | Design Size Rated Sensible Heat Ratio | 0.79866
378 | Coil:Cooling:DX:SingleSpeed | 4NP:OFF8 PTAC DX COOLING COIL | Design Size Evaporative Condenser Air Flow Rate | 0.67086 | m3/s
379 | Coil:Heating:Electric | 4NP:OFF8 PTAC HEATING COIL | Design Size Nominal Capacity | 3976.7555 | W
380 | Fan:OnOff | 4NP:OFF8 PTAC SUPPLY FAN | Design Size Maximum Flow Rate | 0.3555 | m3/s
381 | AirTerminal:SingleDuct:Uncontrolled | 4NP:OFF9 DIRECT AIR | Design Size Maximum Air Flow Rate | 0.062251 | m3/s
382 | ZoneHVAC:Baseboard:Convective:Water | 4NP:OFF9 WATER CONVECTOR | Design Size Maximum Water Flow Rate | 9.0992e-05 | m3/s
383 | ZoneHVAC:Baseboard:Convective:Water | 4NP:OFF9 WATER CONVECTOR | Design Size U-Factor Times Area Value | 88.926 | W/K
384 | ZoneHVAC:PackagedTerminalAirConditioner | 4NP:OFF9 PTAC | Design Size Supply Air Flow Rate During Cooling Operation | 0.55163 | m3/s
385 | ZoneHVAC:PackagedTerminalAirConditioner | 4NP:OFF9 PTAC | Design Size Supply Air Flow Rate During Heating Operation | 0.55163 | m3/s
386 | ZoneHVAC:PackagedTerminalAirConditioner | 4NP:OFF9 PTAC | Design Size Supply Air Flow Rate When No Cooling or Heating is Needed | 0.55163 | m3/s
387 | Coil:Cooling:DX:SingleSpeed | 4NP:OFF9 PTAC DX COOLING COIL | Design Size Rated Air Flow Rate | 0.55163 | m3/s
388 | Coil:Cooling:DX:SingleSpeed | 4NP:OFF9 PTAC DX COOLING COIL | Design Size Rated Total Cooling Capacity (gross) | 9131.4179 | W
389 | Coil:Cooling:DX:SingleSpeed | 4NP:OFF9 PTAC DX COOLING COIL | Design Size Rated Sensible Heat Ratio | 0.79866
390 | Coil:Cooling:DX:SingleSpeed | 4NP:OFF9 PTAC DX COOLING COIL | Design Size Evaporative Condenser Air Flow Rate | 1.041 | m3/s
391 | Coil:Heating:Electric | 4NP:OFF9 PTAC HEATING COIL | Design Size Nominal Capacity | 6206.361 | W
392 | Fan:OnOff | 4NP:OFF9 PTAC SUPPLY FAN | Design Size Maximum Flow Rate | 0.55163 | m3/s
393 | ZoneHVAC:Baseboard:Convective:Water | 4NP:LOBBY WATER CONVECTOR | Design Size Maximum Water Flow Rate | 5.0116e-05 | m3/s
394 | ZoneHVAC:Baseboard:Convective:Water | 4NP:LOBBY WATER CONVECTOR | Design Size U-Factor Times Area Value | 51.3407 | W/K
395 | ZoneHVAC:PackagedTerminalAirConditioner | 4NP:LOBBY PTAC | Design Size Supply Air Flow Rate During Cooling Operation | 0.17024 | m3/s
396 | ZoneHVAC:PackagedTerminalAirConditioner | 4NP:LOBBY PTAC | Design Size Supply Air Flow Rate During Heating Operation | 0.17024 | m3/s
397 | ZoneHVAC:PackagedTerminalAirConditioner | 4NP:LOBBY PTAC | Design Size Supply Air Flow Rate When No Cooling or Heating is Needed | 0.17024 | m3/s
398 | Coil:Cooling:DX:SingleSpeed | 4NP:LOBBY PTAC DX COOLING COIL | Design Size Rated Air Flow Rate | 0.17024 | m3/s
399 | Coil:Cooling:DX:SingleSpeed | 4NP:LOBBY PTAC DX COOLING COIL | Design Size Rated Total Cooling Capacity (gross) | 2818.0937 | W
400 | Coil:Cooling:DX:SingleSpeed | 4NP:LOBBY PTAC DX COOLING COIL | Design Size Rated Sensible Heat Ratio | 0.79866
401 | Coil:Cooling:DX:SingleSpeed | 4NP:LOBBY PTAC DX COOLING COIL | Design Size Evaporative Condenser Air Flow Rate | 0.32126 | m3/s
402 | Coil:Heating:Electric | 4NP:LOBBY PTAC HEATING COIL | Design Size Nominal Capacity | 8555.0213 | W
403 | Fan:OnOff | 4NP:LOBBY PTAC SUPPLY FAN | Design Size Maximum Flow Rate | 0.17024 | m3/s
404 | AirTerminal:SingleDuct:Uncontrolled | 4NP:LOBBY DIRECT AIR | Design Size Maximum Air Flow Rate | 0.17024 | m3/s
405 | AirTerminal:SingleDuct:Uncontrolled | 4NP:OFF DIRECT AIR | Design Size Maximum Air Flow Rate | 0.098713 | m3/s
406 | ZoneHVAC:Baseboard:Convective:Water | 4NP:OFF WATER CONVECTOR | Design Size Maximum Water Flow Rate | 0.00012568 | m3/s
407 | ZoneHVAC:Baseboard:Convective:Water | 4NP:OFF WATER CONVECTOR | Design Size U-Factor Times Area Value | 122.8307 | W/K
408 | ZoneHVAC:PackagedTerminalAirConditioner | 4NP:OFF PTAC | Design Size Supply Air Flow Rate During Cooling Operation | 0.57241 | m3/s
409 | ZoneHVAC:PackagedTerminalAirConditioner | 4NP:OFF PTAC | Design Size Supply Air Flow Rate During Heating Operation | 0.57241 | m3/s
410 | ZoneHVAC:PackagedTerminalAirConditioner | 4NP:OFF PTAC | Design Size Supply Air Flow Rate When No Cooling or Heating is Needed | 0.57241 | m3/s
411 | Coil:Cooling:DX:SingleSpeed | 4NP:OFF PTAC DX COOLING COIL | Design Size Rated Air Flow Rate | 0.57241 | m3/s
412 | Coil:Cooling:DX:SingleSpeed | 4NP:OFF PTAC DX COOLING COIL | Design Size Rated Total Cooling Capacity (gross) | 9475.4633 | W
413 | Coil:Cooling:DX:SingleSpeed | 4NP:OFF PTAC DX COOLING COIL | Design Size Rated Sensible Heat Ratio | 0.79866
414 | Coil:Cooling:DX:SingleSpeed | 4NP:OFF PTAC DX COOLING COIL | Design Size Evaporative Condenser Air Flow Rate | 1.0802 | m3/s
415 | Coil:Heating:Electric | 4NP:OFF PTAC HEATING COIL | Design Size Nominal Capacity | 9063.0071 | W
416 | Fan:OnOff | 4NP:OFF PTAC SUPPLY FAN | Design Size Maximum Flow Rate | 0.57241 | m3/s
417 | ZoneHVAC:Baseboard:Convective:Water | 5NP:CORR1 WATER CONVECTOR | Design Size Maximum Water Flow Rate | 0.00017994 | m3/s
418 | ZoneHVAC:Baseboard:Convective:Water | 5NP:CORR1 WATER CONVECTOR | Design Size U-Factor Times Area Value | 184.3479 | W/K
419 | ZoneHVAC:PackagedTerminalAirConditioner | 5NP:CORR1 PTAC | Design Size Supply Air Flow Rate During Cooling Operation | 0.56459 | m3/s
420 | ZoneHVAC:PackagedTerminalAirConditioner | 5NP:CORR1 PTAC | Design Size Supply Air Flow Rate During Heating Operation | 0.56459 | m3/s
421 | ZoneHVAC:PackagedTerminalAirConditioner | 5NP:CORR1 PTAC | Design Size Supply Air Flow Rate When No Cooling or Heating is Needed | 0.56459 | m3/s
422 | Coil:Cooling:DX:SingleSpeed | 5NP:CORR1 PTAC DX COOLING COIL | Design Size Rated Air Flow Rate | 0.56459 | m3/s
423 | Coil:Cooling:DX:SingleSpeed | 5NP:CORR1 PTAC DX COOLING COIL | Design Size Rated Total Cooling Capacity (gross) | 9345.9144 | W
424 | Coil:Cooling:DX:SingleSpeed | 5NP:CORR1 PTAC DX COOLING COIL | Design Size Rated Sensible Heat Ratio | 0.79866
425 | Coil:Cooling:DX:SingleSpeed | 5NP:CORR1 PTAC DX COOLING COIL | Design Size Evaporative Condenser Air Flow Rate | 1.0654 | m3/s
426 | Coil:Heating:Electric | 5NP:CORR1 PTAC HEATING COIL | Design Size Nominal Capacity | 10331.7465 | W
427 | Fan:OnOff | 5NP:CORR1 PTAC SUPPLY FAN | Design Size Maximum Flow Rate | 0.56459 | m3/s
428 | AirTerminal:SingleDuct:Uncontrolled | 5NP:CORR1 DIRECT AIR | Design Size Maximum Air Flow Rate | 0.56459 | m3/s
429 | ZoneHVAC:Baseboard:Convective:Water | 5NP:CORR2 WATER CONVECTOR | Design Size Maximum Water Flow Rate | 0.00012914 | m3/s
430 | ZoneHVAC:Baseboard:Convective:Water | 5NP:CORR2 WATER CONVECTOR | Design Size U-Factor Times Area Value | 132.305 | W/K
431 | ZoneHVAC:PackagedTerminalAirConditioner | 5NP:CORR2 PTAC | Design Size Supply Air Flow Rate During Cooling Operation | 0.4052 | m3/s
432 | ZoneHVAC:PackagedTerminalAirConditioner | 5NP:CORR2 PTAC | Design Size Supply Air Flow Rate During Heating Operation | 0.4052 | m3/s
433 | ZoneHVAC:PackagedTerminalAirConditioner | 5NP:CORR2 PTAC | Design Size Supply Air Flow Rate When No Cooling or Heating is Needed | 0.4052 | m3/s
434 | Coil:Cooling:DX:SingleSpeed | 5NP:CORR2 PTAC DX COOLING COIL | Design Size Rated Air Flow Rate | 0.4052 | m3/s
435 | Coil:Cooling:DX:SingleSpeed | 5NP:CORR2 PTAC DX COOLING COIL | Design Size Rated Total Cooling Capacity (gross) | 6707.4994 | W
436 | Coil:Cooling:DX:SingleSpeed | 5NP:CORR2 PTAC DX COOLING COIL | Design Size Rated Sensible Heat Ratio | 0.79866
437 | Coil:Cooling:DX:SingleSpeed | 5NP:CORR2 PTAC DX COOLING COIL | Design Size Evaporative Condenser Air Flow Rate | 0.76465 | m3/s
438 | Coil:Heating:Electric | 5NP:CORR2 PTAC HEATING COIL | Design Size Nominal Capacity | 8053.5001 | W
439 | Fan:OnOff | 5NP:CORR2 PTAC SUPPLY FAN | Design Size Maximum Flow Rate | 0.4052 | m3/s
440 | AirTerminal:SingleDuct:Uncontrolled | 5NP:CORR2 DIRECT AIR | Design Size Maximum Air Flow Rate | 0.4052 | m3/s
441 | ZoneHVAC:Baseboard:Convective:Water | 5NP:WC1 WATER CONVECTOR | Design Size Maximum Water Flow Rate | 3.7672e-05 | m3/s
442 | ZoneHVAC:Baseboard:Convective:Water | 5NP:WC1 WATER CONVECTOR | Design Size U-Factor Times Area Value | 38.5942 | W/K
443 | ZoneHVAC:PackagedTerminalAirConditioner | 5NP:WC1 PTAC | Design Size Supply Air Flow Rate During Cooling Operation | 0.1182 | m3/s
444 | ZoneHVAC:PackagedTerminalAirConditioner | 5NP:WC1 PTAC | Design Size Supply Air Flow Rate During Heating Operation | 0.1182 | m3/s
445 | ZoneHVAC:PackagedTerminalAirConditioner | 5NP:WC1 PTAC | Design Size Supply Air Flow Rate When No Cooling or Heating is Needed | 0.1182 | m3/s
446 | Coil:Cooling:DX:SingleSpeed | 5NP:WC1 PTAC DX COOLING COIL | Design Size Rated Air Flow Rate | 0.1182 | m3/s
447 | Coil:Cooling:DX:SingleSpeed | 5NP:WC1 PTAC DX COOLING COIL | Design Size Rated Total Cooling Capacity (gross) | 1956.6586 | W
448 | Coil:Cooling:DX:SingleSpeed | 5NP:WC1 PTAC DX COOLING COIL | Design Size Rated Sensible Heat Ratio | 0.79866
449 | Coil:Cooling:DX:SingleSpeed | 5NP:WC1 PTAC DX COOLING COIL | Design Size Evaporative Condenser Air Flow Rate | 0.22306 | m3/s
450 | Coil:Heating:Electric | 5NP:WC1 PTAC HEATING COIL | Design Size Nominal Capacity | 3784.3537 | W
451 | Fan:OnOff | 5NP:WC1 PTAC SUPPLY FAN | Design Size Maximum Flow Rate | 0.1182 | m3/s
452 | AirTerminal:SingleDuct:Uncontrolled | 5NP:WC1 DIRECT AIR | Design Size Maximum Air Flow Rate | 0.1182 | m3/s
453 | ZoneHVAC:Baseboard:Convective:Water | 5NP:CORR3 WATER CONVECTOR | Design Size Maximum Water Flow Rate | 0.00013379 | m3/s
454 | ZoneHVAC:Baseboard:Convective:Water | 5NP:CORR3 WATER CONVECTOR | Design Size U-Factor Times Area Value | 137.0632 | W/K
455 | ZoneHVAC:PackagedTerminalAirConditioner | 5NP:CORR3 PTAC | Design Size Supply Air Flow Rate During Cooling Operation | 0.41977 | m3/s
456 | ZoneHVAC:PackagedTerminalAirConditioner | 5NP:CORR3 PTAC | Design Size Supply Air Flow Rate During Heating Operation | 0.41977 | m3/s
457 | ZoneHVAC:PackagedTerminalAirConditioner | 5NP:CORR3 PTAC | Design Size Supply Air Flow Rate When No Cooling or Heating is Needed | 0.41977 | m3/s
458 | Coil:Cooling:DX:SingleSpeed | 5NP:CORR3 PTAC DX COOLING COIL | Design Size Rated Air Flow Rate | 0.41977 | m3/s
459 | Coil:Cooling:DX:SingleSpeed | 5NP:CORR3 PTAC DX COOLING COIL | Design Size Rated Total Cooling Capacity (gross) | 6948.7245 | W
460 | Coil:Cooling:DX:SingleSpeed | 5NP:CORR3 PTAC DX COOLING COIL | Design Size Rated Sensible Heat Ratio | 0.79866
461 | Coil:Cooling:DX:SingleSpeed | 5NP:CORR3 PTAC DX COOLING COIL | Design Size Evaporative Condenser Air Flow Rate | 0.79215 | m3/s
462 | Coil:Heating:Electric | 5NP:CORR3 PTAC HEATING COIL | Design Size Nominal Capacity | 15522.9665 | W
463 | Fan:OnOff | 5NP:CORR3 PTAC SUPPLY FAN | Design Size Maximum Flow Rate | 0.41977 | m3/s
464 | AirTerminal:SingleDuct:Uncontrolled | 5NP:CORR3 DIRECT AIR | Design Size Maximum Air Flow Rate | 0.41977 | m3/s
465 | ZoneHVAC:Baseboard:Convective:Water | 5NP:CORR4 WATER CONVECTOR | Design Size Maximum Water Flow Rate | 9.4819e-05 | m3/s
466 | ZoneHVAC:Baseboard:Convective:Water | 5NP:CORR4 WATER CONVECTOR | Design Size U-Factor Times Area Value | 97.1392 | W/K
467 | ZoneHVAC:PackagedTerminalAirConditioner | 5NP:CORR4 PTAC | Design Size Supply Air Flow Rate During Cooling Operation | 0.29751 | m3/s
468 | ZoneHVAC:PackagedTerminalAirConditioner | 5NP:CORR4 PTAC | Design Size Supply Air Flow Rate During Heating Operation | 0.29751 | m3/s
469 | ZoneHVAC:PackagedTerminalAirConditioner | 5NP:CORR4 PTAC | Design Size Supply Air Flow Rate When No Cooling or Heating is Needed | 0.29751 | m3/s
470 | Coil:Cooling:DX:SingleSpeed | 5NP:CORR4 PTAC DX COOLING COIL | Design Size Rated Air Flow Rate | 0.29751 | m3/s
471 | Coil:Cooling:DX:SingleSpeed | 5NP:CORR4 PTAC DX COOLING COIL | Design Size Rated Total Cooling Capacity (gross) | 4924.8065 | W
472 | Coil:Cooling:DX:SingleSpeed | 5NP:CORR4 PTAC DX COOLING COIL | Design Size Rated Sensible Heat Ratio | 0.79866
473 | Coil:Cooling:DX:SingleSpeed | 5NP:CORR4 PTAC DX COOLING COIL | Design Size Evaporative Condenser Air Flow Rate | 0.56143 | m3/s
474 | Coil:Heating:Electric | 5NP:CORR4 PTAC HEATING COIL | Design Size Nominal Capacity | 9327.7296 | W
475 | Fan:OnOff | 5NP:CORR4 PTAC SUPPLY FAN | Design Size Maximum Flow Rate | 0.29751 | m3/s
476 | AirTerminal:SingleDuct:Uncontrolled | 5NP:CORR4 DIRECT AIR | Design Size Maximum Air Flow Rate | 0.29751 | m3/s
477 | ZoneHVAC:Baseboard:Convective:Water | 5NP:OFF1 WATER CONVECTOR | Design Size Maximum Water Flow Rate | 0.0003154 | m3/s
478 | ZoneHVAC:Baseboard:Convective:Water | 5NP:OFF1 WATER CONVECTOR | Design Size U-Factor Times Area Value | 323.1439 | W/K
479 | ZoneHVAC:PackagedTerminalAirConditioner | 5NP:OFF1 PTAC | Design Size Supply Air Flow Rate During Cooling Operation | 0.98961 | m3/s
480 | ZoneHVAC:PackagedTerminalAirConditioner | 5NP:OFF1 PTAC | Design Size Supply Air Flow Rate During Heating Operation | 0.98961 | m3/s
481 | ZoneHVAC:PackagedTerminalAirConditioner | 5NP:OFF1 PTAC | Design Size Supply Air Flow Rate When No Cooling or Heating is Needed | 0.98961 | m3/s
482 | Coil:Cooling:DX:SingleSpeed | 5NP:OFF1 PTAC DX COOLING COIL | Design Size Rated Air Flow Rate | 0.98961 | m3/s
483 | Coil:Cooling:DX:SingleSpeed | 5NP:OFF1 PTAC DX COOLING COIL | Design Size Rated Total Cooling Capacity (gross) | 16381.5036 | W
484 | Coil:Cooling:DX:SingleSpeed | 5NP:OFF1 PTAC DX COOLING COIL | Design Size Rated Sensible Heat Ratio | 0.79866
485 | Coil:Cooling:DX:SingleSpeed | 5NP:OFF1 PTAC DX COOLING COIL | Design Size Evaporative Condenser Air Flow Rate | 1.8675 | m3/s
486 | Coil:Heating:Electric | 5NP:OFF1 PTAC HEATING COIL | Design Size Nominal Capacity | 24242.4138 | W
487 | Fan:OnOff | 5NP:OFF1 PTAC SUPPLY FAN | Design Size Maximum Flow Rate | 0.98961 | m3/s
488 | AirTerminal:SingleDuct:Uncontrolled | 5NP:OFF1 DIRECT AIR | Design Size Maximum Air Flow Rate | 0.98961 | m3/s
489 | ZoneHVAC:Baseboard:Convective:Water | 5NP:CORR5 WATER CONVECTOR | Design Size Maximum Water Flow Rate | 0.00018019 | m3/s
490 | ZoneHVAC:Baseboard:Convective:Water | 5NP:CORR5 WATER CONVECTOR | Design Size U-Factor Times Area Value | 184.5943 | W/K
491 | ZoneHVAC:PackagedTerminalAirConditioner | 5NP:CORR5 PTAC | Design Size Supply Air Flow Rate During Cooling Operation | 0.56537 | m3/s
492 | ZoneHVAC:PackagedTerminalAirConditioner | 5NP:CORR5 PTAC | Design Size Supply Air Flow Rate During Heating Operation | 0.56537 | m3/s
493 | ZoneHVAC:PackagedTerminalAirConditioner | 5NP:CORR5 PTAC | Design Size Supply Air Flow Rate When No Cooling or Heating is Needed | 0.56537 | m3/s
494 | Coil:Cooling:DX:SingleSpeed | 5NP:CORR5 PTAC DX COOLING COIL | Design Size Rated Air Flow Rate | 0.56537 | m3/s
495 | Coil:Cooling:DX:SingleSpeed | 5NP:CORR5 PTAC DX COOLING COIL | Design Size Rated Total Cooling Capacity (gross) | 9358.8803 | W
496 | Coil:Cooling:DX:SingleSpeed | 5NP:CORR5 PTAC DX COOLING COIL | Design Size Rated Sensible Heat Ratio | 0.79866
497 | Coil:Cooling:DX:SingleSpeed | 5NP:CORR5 PTAC DX COOLING COIL | Design Size Evaporative Condenser Air Flow Rate | 1.0669 | m3/s
498 | Coil:Heating:Electric | 5NP:CORR5 PTAC HEATING COIL | Design Size Nominal Capacity | 15088.1292 | W
499 | Fan:OnOff | 5NP:CORR5 PTAC SUPPLY FAN | Design Size Maximum Flow Rate | 0.56537 | m3/s
500 | AirTerminal:SingleDuct:Uncontrolled | 5NP:CORR5 DIRECT AIR | Design Size Maximum Air Flow Rate | 0.56537 | m3/s
501 | ZoneHVAC:Baseboard:Convective:Water | 5NP:KITCH WATER CONVECTOR | Design Size Maximum Water Flow Rate | 2.489e-05 | m3/s
502 | ZoneHVAC:Baseboard:Convective:Water | 5NP:KITCH WATER CONVECTOR | Design Size U-Factor Times Area Value | 25.4993 | W/K
503 | ZoneHVAC:PackagedTerminalAirConditioner | 5NP:KITCH PTAC | Design Size Supply Air Flow Rate During Cooling Operation | 0.078096 | m3/s
504 | ZoneHVAC:PackagedTerminalAirConditioner | 5NP:KITCH PTAC | Design Size Supply Air Flow Rate During Heating Operation | 0.078096 | m3/s
505 | ZoneHVAC:PackagedTerminalAirConditioner | 5NP:KITCH PTAC | Design Size Supply Air Flow Rate When No Cooling or Heating is Needed | 0.078096 | m3/s
506 | Coil:Cooling:DX:SingleSpeed | 5NP:KITCH PTAC DX COOLING COIL | Design Size Rated Air Flow Rate | 0.078096 | m3/s
507 | Coil:Cooling:DX:SingleSpeed | 5NP:KITCH PTAC DX COOLING COIL | Design Size Rated Total Cooling Capacity (gross) | 1292.7608 | W
508 | Coil:Cooling:DX:SingleSpeed | 5NP:KITCH PTAC DX COOLING COIL | Design Size Rated Sensible Heat Ratio | 0.79866
509 | Coil:Cooling:DX:SingleSpeed | 5NP:KITCH PTAC DX COOLING COIL | Design Size Evaporative Condenser Air Flow Rate | 0.14737 | m3/s
510 | Coil:Heating:Electric | 5NP:KITCH PTAC HEATING COIL | Design Size Nominal Capacity | 2564.2508 | W
511 | Fan:OnOff | 5NP:KITCH PTAC SUPPLY FAN | Design Size Maximum Flow Rate | 0.078096 | m3/s
512 | AirTerminal:SingleDuct:Uncontrolled | 5NP:KITCH DIRECT AIR | Design Size Maximum Air Flow Rate | 0.078096 | m3/s
513 | ZoneHVAC:Baseboard:Convective:Water | 5NP:WC2 WATER CONVECTOR | Design Size Maximum Water Flow Rate | 2.5632e-05 | m3/s
514 | ZoneHVAC:Baseboard:Convective:Water | 5NP:WC2 WATER CONVECTOR | Design Size U-Factor Times Area Value | 26.2603 | W/K
515 | ZoneHVAC:PackagedTerminalAirConditioner | 5NP:WC2 PTAC | Design Size Supply Air Flow Rate During Cooling Operation | 0.080425 | m3/s
516 | ZoneHVAC:PackagedTerminalAirConditioner | 5NP:WC2 PTAC | Design Size Supply Air Flow Rate During Heating Operation | 0.080425 | m3/s
517 | ZoneHVAC:PackagedTerminalAirConditioner | 5NP:WC2 PTAC | Design Size Supply Air Flow Rate When No Cooling or Heating is Needed | 0.080425 | m3/s
518 | Coil:Cooling:DX:SingleSpeed | 5NP:WC2 PTAC DX COOLING COIL | Design Size Rated Air Flow Rate | 0.080425 | m3/s
519 | Coil:Cooling:DX:SingleSpeed | 5NP:WC2 PTAC DX COOLING COIL | Design Size Rated Total Cooling Capacity (gross) | 1331.3169 | W
520 | Coil:Cooling:DX:SingleSpeed | 5NP:WC2 PTAC DX COOLING COIL | Design Size Rated Sensible Heat Ratio | 0.79866
521 | Coil:Cooling:DX:SingleSpeed | 5NP:WC2 PTAC DX COOLING COIL | Design Size Evaporative Condenser Air Flow Rate | 0.15177 | m3/s
522 | Coil:Heating:Electric | 5NP:WC2 PTAC HEATING COIL | Design Size Nominal Capacity | 2849.0908 | W
523 | Fan:OnOff | 5NP:WC2 PTAC SUPPLY FAN | Design Size Maximum Flow Rate | 0.080425 | m3/s
524 | AirTerminal:SingleDuct:Uncontrolled | 5NP:WC2 DIRECT AIR | Design Size Maximum Air Flow Rate | 0.080425 | m3/s
525 | ZoneHVAC:Baseboard:Convective:Water | 5NP:OFF2 WATER CONVECTOR | Design Size Maximum Water Flow Rate | 7.6299e-05 | m3/s
526 | ZoneHVAC:Baseboard:Convective:Water | 5NP:OFF2 WATER CONVECTOR | Design Size U-Factor Times Area Value | 78.1737 | W/K
527 | ZoneHVAC:PackagedTerminalAirConditioner | 5NP:OFF2 PTAC | Design Size Supply Air Flow Rate During Cooling Operation | 0.2394 | m3/s
528 | ZoneHVAC:PackagedTerminalAirConditioner | 5NP:OFF2 PTAC | Design Size Supply Air Flow Rate During Heating Operation | 0.2394 | m3/s
529 | ZoneHVAC:PackagedTerminalAirConditioner | 5NP:OFF2 PTAC | Design Size Supply Air Flow Rate When No Cooling or Heating is Needed | 0.2394 | m3/s
530 | Coil:Cooling:DX:SingleSpeed | 5NP:OFF2 PTAC DX COOLING COIL | Design Size Rated Air Flow Rate | 0.2394 | m3/s
531 | Coil:Cooling:DX:SingleSpeed | 5NP:OFF2 PTAC DX COOLING COIL | Design Size Rated Total Cooling Capacity (gross) | 3962.9215 | W
532 | Coil:Cooling:DX:SingleSpeed | 5NP:OFF2 PTAC DX COOLING COIL | Design Size Rated Sensible Heat Ratio | 0.79866
533 | Coil:Cooling:DX:SingleSpeed | 5NP:OFF2 PTAC DX COOLING COIL | Design Size Evaporative Condenser Air Flow Rate | 0.45177 | m3/s
534 | Coil:Heating:Electric | 5NP:OFF2 PTAC HEATING COIL | Design Size Nominal Capacity | 5738.4184 | W
535 | Fan:OnOff | 5NP:OFF2 PTAC SUPPLY FAN | Design Size Maximum Flow Rate | 0.2394 | m3/s
536 | AirTerminal:SingleDuct:Uncontrolled | 5NP:OFF2 DIRECT AIR | Design Size Maximum Air Flow Rate | 0.2394 | m3/s
537 | ZoneHVAC:Baseboard:Convective:Water | 5NP:OFF3 WATER CONVECTOR | Design Size Maximum Water Flow Rate | 3.2758e-05 | m3/s
538 | ZoneHVAC:Baseboard:Convective:Water | 5NP:OFF3 WATER CONVECTOR | Design Size U-Factor Times Area Value | 33.5603 | W/K
539 | ZoneHVAC:PackagedTerminalAirConditioner | 5NP:OFF3 PTAC | Design Size Supply Air Flow Rate During Cooling Operation | 0.10278 | m3/s
540 | ZoneHVAC:PackagedTerminalAirConditioner | 5NP:OFF3 PTAC | Design Size Supply Air Flow Rate During Heating Operation | 0.10278 | m3/s
541 | ZoneHVAC:PackagedTerminalAirConditioner | 5NP:OFF3 PTAC | Design Size Supply Air Flow Rate When No Cooling or Heating is Needed | 0.10278 | m3/s
542 | Coil:Cooling:DX:SingleSpeed | 5NP:OFF3 PTAC DX COOLING COIL | Design Size Rated Air Flow Rate | 0.10278 | m3/s
543 | Coil:Cooling:DX:SingleSpeed | 5NP:OFF3 PTAC DX COOLING COIL | Design Size Rated Total Cooling Capacity (gross) | 1701.4459 | W
544 | Coil:Cooling:DX:SingleSpeed | 5NP:OFF3 PTAC DX COOLING COIL | Design Size Rated Sensible Heat Ratio | 0.79866
545 | Coil:Cooling:DX:SingleSpeed | 5NP:OFF3 PTAC DX COOLING COIL | Design Size Evaporative Condenser Air Flow Rate | 0.19396 | m3/s
546 | Coil:Heating:Electric | 5NP:OFF3 PTAC HEATING COIL | Design Size Nominal Capacity | 3355.4094 | W
547 | Fan:OnOff | 5NP:OFF3 PTAC SUPPLY FAN | Design Size Maximum Flow Rate | 0.10278 | m3/s
548 | AirTerminal:SingleDuct:Uncontrolled | 5NP:OFF3 DIRECT AIR | Design Size Maximum Air Flow Rate | 0.10278 | m3/s
549 | ZoneHVAC:Baseboard:Convective:Water | 5NP:OFF4 WATER CONVECTOR | Design Size Maximum Water Flow Rate | 8.2056e-05 | m3/s
550 | ZoneHVAC:Baseboard:Convective:Water | 5NP:OFF4 WATER CONVECTOR | Design Size U-Factor Times Area Value | 84.0722 | W/K
551 | ZoneHVAC:PackagedTerminalAirConditioner | 5NP:OFF4 PTAC | Design Size Supply Air Flow Rate During Cooling Operation | 0.25746 | m3/s
552 | ZoneHVAC:PackagedTerminalAirConditioner | 5NP:OFF4 PTAC | Design Size Supply Air Flow Rate During Heating Operation | 0.25746 | m3/s
553 | ZoneHVAC:PackagedTerminalAirConditioner | 5NP:OFF4 PTAC | Design Size Supply Air Flow Rate When No Cooling or Heating is Needed | 0.25746 | m3/s
554 | Coil:Cooling:DX:SingleSpeed | 5NP:OFF4 PTAC DX COOLING COIL | Design Size Rated Air Flow Rate | 0.25746 | m3/s
555 | Coil:Cooling:DX:SingleSpeed | 5NP:OFF4 PTAC DX COOLING COIL | Design Size Rated Total Cooling Capacity (gross) | 4261.9191 | W
556 | Coil:Cooling:DX:SingleSpeed | 5NP:OFF4 PTAC DX COOLING COIL | Design Size Rated Sensible Heat Ratio | 0.79866
557 | Coil:Cooling:DX:SingleSpeed | 5NP:OFF4 PTAC DX COOLING COIL | Design Size Evaporative Condenser Air Flow Rate | 0.48586 | m3/s
558 | Coil:Heating:Electric | 5NP:OFF4 PTAC HEATING COIL | Design Size Nominal Capacity | 6262.1238 | W
559 | Fan:OnOff | 5NP:OFF4 PTAC SUPPLY FAN | Design Size Maximum Flow Rate | 0.25746 | m3/s
560 | AirTerminal:SingleDuct:Uncontrolled | 5NP:OFF4 DIRECT AIR | Design Size Maximum Air Flow Rate | 0.25746 | m3/s
561 | ZoneHVAC:Baseboard:Convective:Water | 5NP:WC3 WATER CONVECTOR | Design Size Maximum Water Flow Rate | 1.2085e-05 | m3/s
562 | ZoneHVAC:Baseboard:Convective:Water | 5NP:WC3 WATER CONVECTOR | Design Size U-Factor Times Area Value | 12.3808 | W/K
563 | ZoneHVAC:PackagedTerminalAirConditioner | 5NP:WC3 PTAC | Design Size Supply Air Flow Rate During Cooling Operation | 0.037919 | m3/s
564 | ZoneHVAC:PackagedTerminalAirConditioner | 5NP:WC3 PTAC | Design Size Supply Air Flow Rate During Heating Operation | 0.037919 | m3/s
565 | ZoneHVAC:PackagedTerminalAirConditioner | 5NP:WC3 PTAC | Design Size Supply Air Flow Rate When No Cooling or Heating is Needed | 0.037919 | m3/s
566 | Coil:Cooling:DX:SingleSpeed | 5NP:WC3 PTAC DX COOLING COIL | Design Size Rated Air Flow Rate | 0.037919 | m3/s
567 | Coil:Cooling:DX:SingleSpeed | 5NP:WC3 PTAC DX COOLING COIL | Design Size Rated Total Cooling Capacity (gross) | 627.688 | W
568 | Coil:Cooling:DX:SingleSpeed | 5NP:WC3 PTAC DX COOLING COIL | Design Size Rated Sensible Heat Ratio | 0.79866
569 | Coil:Cooling:DX:SingleSpeed | 5NP:WC3 PTAC DX COOLING COIL | Design Size Evaporative Condenser Air Flow Rate | 0.071556 | m3/s
570 | Coil:Heating:Electric | 5NP:WC3 PTAC HEATING COIL | Design Size Nominal Capacity | 1119.8725 | W
571 | Fan:OnOff | 5NP:WC3 PTAC SUPPLY FAN | Design Size Maximum Flow Rate | 0.037919 | m3/s
572 | AirTerminal:SingleDuct:Uncontrolled | 5NP:WC3 DIRECT AIR | Design Size Maximum Air Flow Rate | 0.037919 | m3/s
573 | ZoneHVAC:Baseboard:Convective:Water | 5NP:CORR6 WATER CONVECTOR | Design Size Maximum Water Flow Rate | 0.00016982 | m3/s
574 | ZoneHVAC:Baseboard:Convective:Water | 5NP:CORR6 WATER CONVECTOR | Design Size U-Factor Times Area Value | 173.9767 | W/K
575 | ZoneHVAC:PackagedTerminalAirConditioner | 5NP:CORR6 PTAC | Design Size Supply Air Flow Rate During Cooling Operation | 0.53285 | m3/s
576 | ZoneHVAC:PackagedTerminalAirConditioner | 5NP:CORR6 PTAC | Design Size Supply Air Flow Rate During Heating Operation | 0.53285 | m3/s
577 | ZoneHVAC:PackagedTerminalAirConditioner | 5NP:CORR6 PTAC | Design Size Supply Air Flow Rate When No Cooling or Heating is Needed | 0.53285 | m3/s
578 | Coil:Cooling:DX:SingleSpeed | 5NP:CORR6 PTAC DX COOLING COIL | Design Size Rated Air Flow Rate | 0.53285 | m3/s
579 | Coil:Cooling:DX:SingleSpeed | 5NP:CORR6 PTAC DX COOLING COIL | Design Size Rated Total Cooling Capacity (gross) | 8820.5632 | W
580 | Coil:Cooling:DX:SingleSpeed | 5NP:CORR6 PTAC DX COOLING COIL | Design Size Rated Sensible Heat Ratio | 0.79866
581 | Coil:Cooling:DX:SingleSpeed | 5NP:CORR6 PTAC DX COOLING COIL | Design Size Evaporative Condenser Air Flow Rate | 1.0055 | m3/s
582 | Coil:Heating:Electric | 5NP:CORR6 PTAC HEATING COIL | Design Size Nominal Capacity | 14201.3951 | W
583 | Fan:OnOff | 5NP:CORR6 PTAC SUPPLY FAN | Design Size Maximum Flow Rate | 0.53285 | m3/s
584 | AirTerminal:SingleDuct:Uncontrolled | 5NP:CORR6 DIRECT AIR | Design Size Maximum Air Flow Rate | 0.53285 | m3/s
585 | ZoneHVAC:Baseboard:Convective:Water | 5NP:OFFICE WATER CONVECTOR | Design Size Maximum Water Flow Rate | 5.2806e-05 | m3/s
586 | ZoneHVAC:Baseboard:Convective:Water | 5NP:OFFICE WATER CONVECTOR | Design Size U-Factor Times Area Value | 54.0982 | W/K
587 | ZoneHVAC:PackagedTerminalAirConditioner | 5NP:OFFICE PTAC | Design Size Supply Air Flow Rate During Cooling Operation | 0.16569 | m3/s
588 | ZoneHVAC:PackagedTerminalAirConditioner | 5NP:OFFICE PTAC | Design Size Supply Air Flow Rate During Heating Operation | 0.16569 | m3/s
589 | ZoneHVAC:PackagedTerminalAirConditioner | 5NP:OFFICE PTAC | Design Size Supply Air Flow Rate When No Cooling or Heating is Needed | 0.16569 | m3/s
590 | Coil:Cooling:DX:SingleSpeed | 5NP:OFFICE PTAC DX COOLING COIL | Design Size Rated Air Flow Rate | 0.16569 | m3/s
591 | Coil:Cooling:DX:SingleSpeed | 5NP:OFFICE PTAC DX COOLING COIL | Design Size Rated Total Cooling Capacity (gross) | 2742.7023 | W
592 | Coil:Cooling:DX:SingleSpeed | 5NP:OFFICE PTAC DX COOLING COIL | Design Size Rated Sensible Heat Ratio | 0.79866
593 | Coil:Cooling:DX:SingleSpeed | 5NP:OFFICE PTAC DX COOLING COIL | Design Size Evaporative Condenser Air Flow Rate | 0.31267 | m3/s
594 | Coil:Heating:Electric | 5NP:OFFICE PTAC HEATING COIL | Design Size Nominal Capacity | 5382.0472 | W
595 | Fan:OnOff | 5NP:OFFICE PTAC SUPPLY FAN | Design Size Maximum Flow Rate | 0.16569 | m3/s
596 | AirTerminal:SingleDuct:Uncontrolled | 5NP:OFFICE DIRECT AIR | Design Size Maximum Air Flow Rate | 0.16569 | m3/s
597 | ZoneHVAC:Baseboard:Convective:Water | 5NP:OFF8 WATER CONVECTOR | Design Size Maximum Water Flow Rate | 8.2008e-05 | m3/s
598 | ZoneHVAC:Baseboard:Convective:Water | 5NP:OFF8 WATER CONVECTOR | Design Size U-Factor Times Area Value | 84.0225 | W/K
599 | ZoneHVAC:PackagedTerminalAirConditioner | 5NP:OFF8 PTAC | Design Size Supply Air Flow Rate During Cooling Operation | 0.25731 | m3/s
600 | ZoneHVAC:PackagedTerminalAirConditioner | 5NP:OFF8 PTAC | Design Size Supply Air Flow Rate During Heating Operation | 0.25731 | m3/s
601 | ZoneHVAC:PackagedTerminalAirConditioner | 5NP:OFF8 PTAC | Design Size Supply Air Flow Rate When No Cooling or Heating is Needed | 0.25731 | m3/s
602 | Coil:Cooling:DX:SingleSpeed | 5NP:OFF8 PTAC DX COOLING COIL | Design Size Rated Air Flow Rate | 0.25731 | m3/s
603 | Coil:Cooling:DX:SingleSpeed | 5NP:OFF8 PTAC DX COOLING COIL | Design Size Rated Total Cooling Capacity (gross) | 4259.4268 | W
604 | Coil:Cooling:DX:SingleSpeed | 5NP:OFF8 PTAC DX COOLING COIL | Design Size Rated Sensible Heat Ratio | 0.79866
605 | Coil:Cooling:DX:SingleSpeed | 5NP:OFF8 PTAC DX COOLING COIL | Design Size Evaporative Condenser Air Flow Rate | 0.48557 | m3/s
606 | Coil:Heating:Electric | 5NP:OFF8 PTAC HEATING COIL | Design Size Nominal Capacity | 6125.429 | W
607 | Fan:OnOff | 5NP:OFF8 PTAC SUPPLY FAN | Design Size Maximum Flow Rate | 0.25731 | m3/s
608 | AirTerminal:SingleDuct:Uncontrolled | 5NP:OFF8 DIRECT AIR | Design Size Maximum Air Flow Rate | 0.25731 | m3/s
609 | ZoneHVAC:Baseboard:Convective:Water | 5NP:WC WATER CONVECTOR | Design Size Maximum Water Flow Rate | 3.3173e-05 | m3/s
610 | ZoneHVAC:Baseboard:Convective:Water | 5NP:WC WATER CONVECTOR | Design Size U-Factor Times Area Value | 33.9858 | W/K
611 | ZoneHVAC:PackagedTerminalAirConditioner | 5NP:WC PTAC | Design Size Supply Air Flow Rate During Cooling Operation | 0.10408 | m3/s
612 | ZoneHVAC:PackagedTerminalAirConditioner | 5NP:WC PTAC | Design Size Supply Air Flow Rate During Heating Operation | 0.10408 | m3/s
613 | ZoneHVAC:PackagedTerminalAirConditioner | 5NP:WC PTAC | Design Size Supply Air Flow Rate When No Cooling or Heating is Needed | 0.10408 | m3/s
614 | Coil:Cooling:DX:SingleSpeed | 5NP:WC PTAC DX COOLING COIL | Design Size Rated Air Flow Rate | 0.10408 | m3/s
615 | Coil:Cooling:DX:SingleSpeed | 5NP:WC PTAC DX COOLING COIL | Design Size Rated Total Cooling Capacity (gross) | 1722.9677 | W
616 | Coil:Cooling:DX:SingleSpeed | 5NP:WC PTAC DX COOLING COIL | Design Size Rated Sensible Heat Ratio | 0.79866
617 | Coil:Cooling:DX:SingleSpeed | 5NP:WC PTAC DX COOLING COIL | Design Size Evaporative Condenser Air Flow Rate | 0.19642 | m3/s
618 | Coil:Heating:Electric | 5NP:WC PTAC HEATING COIL | Design Size Nominal Capacity | 3799.0863 | W
619 | Fan:OnOff | 5NP:WC PTAC SUPPLY FAN | Design Size Maximum Flow Rate | 0.10408 | m3/s
620 | AirTerminal:SingleDuct:Uncontrolled | 5NP:WC DIRECT AIR | Design Size Maximum Air Flow Rate | 0.10408 | m3/s
621 | ZoneHVAC:Baseboard:Convective:Water | 5NP:CORR WATER CONVECTOR | Design Size Maximum Water Flow Rate | 0.0001198 | m3/s
622 | ZoneHVAC:Baseboard:Convective:Water | 5NP:CORR WATER CONVECTOR | Design Size U-Factor Times Area Value | 122.7285 | W/K
623 | ZoneHVAC:PackagedTerminalAirConditioner | 5NP:CORR PTAC | Design Size Supply Air Flow Rate During Cooling Operation | 0.37589 | m3/s
624 | ZoneHVAC:PackagedTerminalAirConditioner | 5NP:CORR PTAC | Design Size Supply Air Flow Rate During Heating Operation | 0.37589 | m3/s
625 | ZoneHVAC:PackagedTerminalAirConditioner | 5NP:CORR PTAC | Design Size Supply Air Flow Rate When No Cooling or Heating is Needed | 0.37589 | m3/s
626 | Coil:Cooling:DX:SingleSpeed | 5NP:CORR PTAC DX COOLING COIL | Design Size Rated Air Flow Rate | 0.37589 | m3/s
627 | Coil:Cooling:DX:SingleSpeed | 5NP:CORR PTAC DX COOLING COIL | Design Size Rated Total Cooling Capacity (gross) | 6222.2839 | W
628 | Coil:Cooling:DX:SingleSpeed | 5NP:CORR PTAC DX COOLING COIL | Design Size Rated Sensible Heat Ratio | 0.79866
629 | Coil:Cooling:DX:SingleSpeed | 5NP:CORR PTAC DX COOLING COIL | Design Size Evaporative Condenser Air Flow Rate | 0.70934 | m3/s
630 | Coil:Heating:Electric | 5NP:CORR PTAC HEATING COIL | Design Size Nominal Capacity | 9812.311 | W
631 | Fan:OnOff | 5NP:CORR PTAC SUPPLY FAN | Design Size Maximum Flow Rate | 0.37589 | m3/s
632 | AirTerminal:SingleDuct:Uncontrolled | 5NP:CORR DIRECT AIR | Design Size Maximum Air Flow Rate | 0.37589 | m3/s
633 | ZoneHVAC:Baseboard:Convective:Water | 5NP:OFFICETYPE2 WATER CONVECTOR | Design Size Maximum Water Flow Rate | 5.8402e-05 | m3/s
634 | ZoneHVAC:Baseboard:Convective:Water | 5NP:OFFICETYPE2 WATER CONVECTOR | Design Size U-Factor Times Area Value | 59.8336 | W/K
635 | ZoneHVAC:PackagedTerminalAirConditioner | 5NP:OFFICETYPE2 PTAC | Design Size Supply Air Flow Rate During Cooling Operation | 0.18324 | m3/s
636 | ZoneHVAC:PackagedTerminalAirConditioner | 5NP:OFFICETYPE2 PTAC | Design Size Supply Air Flow Rate During Heating Operation | 0.18324 | m3/s
637 | ZoneHVAC:PackagedTerminalAirConditioner | 5NP:OFFICETYPE2 PTAC | Design Size Supply Air Flow Rate When No Cooling or Heating is Needed | 0.18324 | m3/s
638 | Coil:Cooling:DX:SingleSpeed | 5NP:OFFICETYPE2 PTAC DX COOLING COIL | Design Size Rated Air Flow Rate | 0.18324 | m3/s
639 | Coil:Cooling:DX:SingleSpeed | 5NP:OFFICETYPE2 PTAC DX COOLING COIL | Design Size Rated Total Cooling Capacity (gross) | 3033.3379 | W
640 | Coil:Cooling:DX:SingleSpeed | 5NP:OFFICETYPE2 PTAC DX COOLING COIL | Design Size Rated Sensible Heat Ratio | 0.79866
641 | Coil:Cooling:DX:SingleSpeed | 5NP:OFFICETYPE2 PTAC DX COOLING COIL | Design Size Evaporative Condenser Air Flow Rate | 0.3458 | m3/s
642 | Coil:Heating:Electric | 5NP:OFFICETYPE2 PTAC HEATING COIL | Design Size Nominal Capacity | 3614.8595 | W
643 | Fan:OnOff | 5NP:OFFICETYPE2 PTAC SUPPLY FAN | Design Size Maximum Flow Rate | 0.18324 | m3/s
644 | AirTerminal:SingleDuct:Uncontrolled | 5NP:OFFICETYPE2 DIRECT AIR | Design Size Maximum Air Flow Rate | 0.18324 | m3/s
645 | ZoneHVAC:Baseboard:Convective:Water | 5NP:OFF7 WATER CONVECTOR | Design Size Maximum Water Flow Rate | 0.00010484 | m3/s
646 | ZoneHVAC:Baseboard:Convective:Water | 5NP:OFF7 WATER CONVECTOR | Design Size U-Factor Times Area Value | 107.4165 | W/K
647 | ZoneHVAC:PackagedTerminalAirConditioner | 5NP:OFF7 PTAC | Design Size Supply Air Flow Rate During Cooling Operation | 0.32895 | m3/s
648 | ZoneHVAC:PackagedTerminalAirConditioner | 5NP:OFF7 PTAC | Design Size Supply Air Flow Rate During Heating Operation | 0.32895 | m3/s
649 | ZoneHVAC:PackagedTerminalAirConditioner | 5NP:OFF7 PTAC | Design Size Supply Air Flow Rate When No Cooling or Heating is Needed | 0.32895 | m3/s
650 | Coil:Cooling:DX:SingleSpeed | 5NP:OFF7 PTAC DX COOLING COIL | Design Size Rated Air Flow Rate | 0.32895 | m3/s
651 | Coil:Cooling:DX:SingleSpeed | 5NP:OFF7 PTAC DX COOLING COIL | Design Size Rated Total Cooling Capacity (gross) | 5445.3537 | W
652 | Coil:Cooling:DX:SingleSpeed | 5NP:OFF7 PTAC DX COOLING COIL | Design Size Rated Sensible Heat Ratio | 0.79866
653 | Coil:Cooling:DX:SingleSpeed | 5NP:OFF7 PTAC DX COOLING COIL | Design Size Evaporative Condenser Air Flow Rate | 0.62077 | m3/s
654 | Coil:Heating:Electric | 5NP:OFF7 PTAC HEATING COIL | Design Size Nominal Capacity | 7970.9401 | W
655 | Fan:OnOff | 5NP:OFF7 PTAC SUPPLY FAN | Design Size Maximum Flow Rate | 0.32895 | m3/s
656 | AirTerminal:SingleDuct:Uncontrolled | 5NP:OFF7 DIRECT AIR | Design Size Maximum Air Flow Rate | 0.32895 | m3/s
657 | ZoneHVAC:Baseboard:Convective:Water | 5NP:OFF5 WATER CONVECTOR | Design Size Maximum Water Flow Rate | 0.00022406 | m3/s
658 | ZoneHVAC:Baseboard:Convective:Water | 5NP:OFF5 WATER CONVECTOR | Design Size U-Factor Times Area Value | 229.551 | W/K
659 | ZoneHVAC:PackagedTerminalAirConditioner | 5NP:OFF5 PTAC | Design Size Supply Air Flow Rate During Cooling Operation | 0.70301 | m3/s
660 | ZoneHVAC:PackagedTerminalAirConditioner | 5NP:OFF5 PTAC | Design Size Supply Air Flow Rate During Heating Operation | 0.70301 | m3/s
661 | ZoneHVAC:PackagedTerminalAirConditioner | 5NP:OFF5 PTAC | Design Size Supply Air Flow Rate When No Cooling or Heating is Needed | 0.70301 | m3/s
662 | Coil:Cooling:DX:SingleSpeed | 5NP:OFF5 PTAC DX COOLING COIL | Design Size Rated Air Flow Rate | 0.70301 | m3/s
663 | Coil:Cooling:DX:SingleSpeed | 5NP:OFF5 PTAC DX COOLING COIL | Design Size Rated Total Cooling Capacity (gross) | 11637.3212 | W
664 | Coil:Cooling:DX:SingleSpeed | 5NP:OFF5 PTAC DX COOLING COIL | Design Size Rated Sensible Heat Ratio | 0.79866
665 | Coil:Cooling:DX:SingleSpeed | 5NP:OFF5 PTAC DX COOLING COIL | Design Size Evaporative Condenser Air Flow Rate | 1.3267 | m3/s
666 | Coil:Heating:Electric | 5NP:OFF5 PTAC HEATING COIL | Design Size Nominal Capacity | 14700.6793 | W
667 | Fan:OnOff | 5NP:OFF5 PTAC SUPPLY FAN | Design Size Maximum Flow Rate | 0.70301 | m3/s
668 | AirTerminal:SingleDuct:Uncontrolled | 5NP:OFF5 DIRECT AIR | Design Size Maximum Air Flow Rate | 0.70301 | m3/s
669 | ZoneHVAC:Baseboard:Convective:Water | 5NP:OFF9 WATER CONVECTOR | Design Size Maximum Water Flow Rate | 0.00031833 | m3/s
670 | ZoneHVAC:Baseboard:Convective:Water | 5NP:OFF9 WATER CONVECTOR | Design Size U-Factor Times Area Value | 326.1338 | W/K
671 | ZoneHVAC:PackagedTerminalAirConditioner | 5NP:OFF9 PTAC | Design Size Supply Air Flow Rate During Cooling Operation | 0.9988 | m3/s
672 | ZoneHVAC:PackagedTerminalAirConditioner | 5NP:OFF9 PTAC | Design Size Supply Air Flow Rate During Heating Operation | 0.9988 | m3/s
673 | ZoneHVAC:PackagedTerminalAirConditioner | 5NP:OFF9 PTAC | Design Size Supply Air Flow Rate When No Cooling or Heating is Needed | 0.9988 | m3/s
674 | Coil:Cooling:DX:SingleSpeed | 5NP:OFF9 PTAC DX COOLING COIL | Design Size Rated Air Flow Rate | 0.9988 | m3/s
675 | Coil:Cooling:DX:SingleSpeed | 5NP:OFF9 PTAC DX COOLING COIL | Design Size Rated Total Cooling Capacity (gross) | 16533.7002 | W
676 | Coil:Cooling:DX:SingleSpeed | 5NP:OFF9 PTAC DX COOLING COIL | Design Size Rated Sensible Heat Ratio | 0.79866
677 | Coil:Cooling:DX:SingleSpeed | 5NP:OFF9 PTAC DX COOLING COIL | Design Size Evaporative Condenser Air Flow Rate | 1.8848 | m3/s
678 | Coil:Heating:Electric | 5NP:OFF9 PTAC HEATING COIL | Design Size Nominal Capacity | 20859.4402 | W
679 | Fan:OnOff | 5NP:OFF9 PTAC SUPPLY FAN | Design Size Maximum Flow Rate | 0.9988 | m3/s
680 | AirTerminal:SingleDuct:Uncontrolled | 5NP:OFF9 DIRECT AIR | Design Size Maximum Air Flow Rate | 0.9988 | m3/s
681 | ZoneHVAC:Baseboard:Convective:Water | 5NP:LOBBY WATER CONVECTOR | Design Size Maximum Water Flow Rate | 0.00014687 | m3/s
682 | ZoneHVAC:Baseboard:Convective:Water | 5NP:LOBBY WATER CONVECTOR | Design Size U-Factor Times Area Value | 150.4625 | W/K
683 | ZoneHVAC:PackagedTerminalAirConditioner | 5NP:LOBBY PTAC | Design Size Supply Air Flow Rate During Cooling Operation | 0.46083 | m3/s
684 | ZoneHVAC:PackagedTerminalAirConditioner | 5NP:LOBBY PTAC | Design Size Supply Air Flow Rate During Heating Operation | 0.46083 | m3/s
685 | ZoneHVAC:PackagedTerminalAirConditioner | 5NP:LOBBY PTAC | Design Size Supply Air Flow Rate When No Cooling or Heating is Needed | 0.46083 | m3/s
686 | Coil:Cooling:DX:SingleSpeed | 5NP:LOBBY PTAC DX COOLING COIL | Design Size Rated Air Flow Rate | 0.46083 | m3/s
687 | Coil:Cooling:DX:SingleSpeed | 5NP:LOBBY PTAC DX COOLING COIL | Design Size Rated Total Cooling Capacity (gross) | 7628.429 | W
688 | Coil:Cooling:DX:SingleSpeed | 5NP:LOBBY PTAC DX COOLING COIL | Design Size Rated Sensible Heat Ratio | 0.79866
689 | Coil:Cooling:DX:SingleSpeed | 5NP:LOBBY PTAC DX COOLING COIL | Design Size Evaporative Condenser Air Flow Rate | 0.86964 | m3/s
690 | Coil:Heating:Electric | 5NP:LOBBY PTAC HEATING COIL | Design Size Nominal Capacity | 12598.6808 | W
691 | Fan:OnOff | 5NP:LOBBY PTAC SUPPLY FAN | Design Size Maximum Flow Rate | 0.46083 | m3/s
692 | AirTerminal:SingleDuct:Uncontrolled | 5NP:LOBBY DIRECT AIR | Design Size Maximum Air Flow Rate | 0.46083 | m3/s
693 | ZoneHVAC:Baseboard:Convective:Water | 5NP:OFF WATER CONVECTOR | Design Size Maximum Water Flow Rate | 0.0004923 | m3/s
694 | ZoneHVAC:Baseboard:Convective:Water | 5NP:OFF WATER CONVECTOR | Design Size U-Factor Times Area Value | 504.3724 | W/K
695 | ZoneHVAC:PackagedTerminalAirConditioner | 5NP:OFF PTAC | Design Size Supply Air Flow Rate During Cooling Operation | 1.5447 | m3/s
696 | ZoneHVAC:PackagedTerminalAirConditioner | 5NP:OFF PTAC | Design Size Supply Air Flow Rate During Heating Operation | 1.5447 | m3/s
697 | ZoneHVAC:PackagedTerminalAirConditioner | 5NP:OFF PTAC | Design Size Supply Air Flow Rate When No Cooling or Heating is Needed | 1.5447 | m3/s
698 | Coil:Cooling:DX:SingleSpeed | 5NP:OFF PTAC DX COOLING COIL | Design Size Rated Air Flow Rate | 1.5447 | m3/s
699 | Coil:Cooling:DX:SingleSpeed | 5NP:OFF PTAC DX COOLING COIL | Design Size Rated Total Cooling Capacity (gross) | 25569.6853 | W
700 | Coil:Cooling:DX:SingleSpeed | 5NP:OFF PTAC DX COOLING COIL | Design Size Rated Sensible Heat Ratio | 0.79866
701 | Coil:Cooling:DX:SingleSpeed | 5NP:OFF PTAC DX COOLING COIL | Design Size Evaporative Condenser Air Flow Rate | 2.9149 | m3/s
702 | Coil:Heating:Electric | 5NP:OFF PTAC HEATING COIL | Design Size Nominal Capacity | 32555.0335 | W
703 | Fan:OnOff | 5NP:OFF PTAC SUPPLY FAN | Design Size Maximum Flow Rate | 1.5447 | m3/s
704 | AirTerminal:SingleDuct:Uncontrolled | 5NP:OFF DIRECT AIR | Design Size Maximum Air Flow Rate | 1.5447 | m3/s
705 | ZoneHVAC:Baseboard:Convective:Water | 6NP:OFF1 WATER CONVECTOR | Design Size Maximum Water Flow Rate | 0.0003037 | m3/s
706 | ZoneHVAC:Baseboard:Convective:Water | 6NP:OFF1 WATER CONVECTOR | Design Size U-Factor Times Area Value | 296.7963 | W/K
707 | ZoneHVAC:PackagedTerminalAirConditioner | 6NP:OFF1 PTAC | Design Size Supply Air Flow Rate During Cooling Operation | 0.9529 | m3/s
708 | ZoneHVAC:PackagedTerminalAirConditioner | 6NP:OFF1 PTAC | Design Size Supply Air Flow Rate During Heating Operation | 0.9529 | m3/s
709 | ZoneHVAC:PackagedTerminalAirConditioner | 6NP:OFF1 PTAC | Design Size Supply Air Flow Rate When No Cooling or Heating is Needed | 0.9529 | m3/s
710 | Coil:Cooling:DX:SingleSpeed | 6NP:OFF1 PTAC DX COOLING COIL | Design Size Rated Air Flow Rate | 0.9529 | m3/s
711 | Coil:Cooling:DX:SingleSpeed | 6NP:OFF1 PTAC DX COOLING COIL | Design Size Rated Total Cooling Capacity (gross) | 15773.9192 | W
712 | Coil:Cooling:DX:SingleSpeed | 6NP:OFF1 PTAC DX COOLING COIL | Design Size Rated Sensible Heat Ratio | 0.79866
713 | Coil:Cooling:DX:SingleSpeed | 6NP:OFF1 PTAC DX COOLING COIL | Design Size Evaporative Condenser Air Flow Rate | 1.7982 | m3/s
714 | Coil:Heating:Electric | 6NP:OFF1 PTAC HEATING COIL | Design Size Nominal Capacity | 23961.6287 | W
715 | Fan:OnOff | 6NP:OFF1 PTAC SUPPLY FAN | Design Size Maximum Flow Rate | 0.9529 | m3/s
716 | AirTerminal:SingleDuct:Uncontrolled | 6NP:OFF1 DIRECT AIR | Design Size Maximum Air Flow Rate | 0.9529 | m3/s
717 | ZoneHVAC:Baseboard:Convective:Water | 6NP:CORR1 WATER CONVECTOR | Design Size Maximum Water Flow Rate | 0.00010548 | m3/s
718 | ZoneHVAC:Baseboard:Convective:Water | 6NP:CORR1 WATER CONVECTOR | Design Size U-Factor Times Area Value | 103.0875 | W/K
719 | ZoneHVAC:PackagedTerminalAirConditioner | 6NP:CORR1 PTAC | Design Size Supply Air Flow Rate During Cooling Operation | 0.33097 | m3/s
720 | ZoneHVAC:PackagedTerminalAirConditioner | 6NP:CORR1 PTAC | Design Size Supply Air Flow Rate During Heating Operation | 0.33097 | m3/s
721 | ZoneHVAC:PackagedTerminalAirConditioner | 6NP:CORR1 PTAC | Design Size Supply Air Flow Rate When No Cooling or Heating is Needed | 0.33097 | m3/s
722 | Coil:Cooling:DX:SingleSpeed | 6NP:CORR1 PTAC DX COOLING COIL | Design Size Rated Air Flow Rate | 0.33097 | m3/s
723 | Coil:Cooling:DX:SingleSpeed | 6NP:CORR1 PTAC DX COOLING COIL | Design Size Rated Total Cooling Capacity (gross) | 5478.698 | W
724 | Coil:Cooling:DX:SingleSpeed | 6NP:CORR1 PTAC DX COOLING COIL | Design Size Rated Sensible Heat Ratio | 0.79866
725 | Coil:Cooling:DX:SingleSpeed | 6NP:CORR1 PTAC DX COOLING COIL | Design Size Evaporative Condenser Air Flow Rate | 0.62457 | m3/s
726 | Coil:Heating:Electric | 6NP:CORR1 PTAC HEATING COIL | Design Size Nominal Capacity | 11092.6536 | W
727 | Fan:OnOff | 6NP:CORR1 PTAC SUPPLY FAN | Design Size Maximum Flow Rate | 0.33097 | m3/s
728 | AirTerminal:SingleDuct:Uncontrolled | 6NP:CORR1 DIRECT AIR | Design Size Maximum Air Flow Rate | 0.33097 | m3/s
729 | ZoneHVAC:Baseboard:Convective:Water | 6NP:OFF2 WATER CONVECTOR | Design Size Maximum Water Flow Rate | 4.7368e-05 | m3/s
730 | ZoneHVAC:Baseboard:Convective:Water | 6NP:OFF2 WATER CONVECTOR | Design Size U-Factor Times Area Value | 46.292 | W/K
731 | ZoneHVAC:PackagedTerminalAirConditioner | 6NP:OFF2 PTAC | Design Size Supply Air Flow Rate During Cooling Operation | 0.14862 | m3/s
732 | ZoneHVAC:PackagedTerminalAirConditioner | 6NP:OFF2 PTAC | Design Size Supply Air Flow Rate During Heating Operation | 0.14862 | m3/s
733 | ZoneHVAC:PackagedTerminalAirConditioner | 6NP:OFF2 PTAC | Design Size Supply Air Flow Rate When No Cooling or Heating is Needed | 0.14862 | m3/s
734 | Coil:Cooling:DX:SingleSpeed | 6NP:OFF2 PTAC DX COOLING COIL | Design Size Rated Air Flow Rate | 0.14862 | m3/s
735 | Coil:Cooling:DX:SingleSpeed | 6NP:OFF2 PTAC DX COOLING COIL | Design Size Rated Total Cooling Capacity (gross) | 2460.2557 | W
736 | Coil:Cooling:DX:SingleSpeed | 6NP:OFF2 PTAC DX COOLING COIL | Design Size Rated Sensible Heat Ratio | 0.79866
737 | Coil:Cooling:DX:SingleSpeed | 6NP:OFF2 PTAC DX COOLING COIL | Design Size Evaporative Condenser Air Flow Rate | 0.28047 | m3/s
738 | Coil:Heating:Electric | 6NP:OFF2 PTAC HEATING COIL | Design Size Nominal Capacity | 4517.8778 | W
739 | Fan:OnOff | 6NP:OFF2 PTAC SUPPLY FAN | Design Size Maximum Flow Rate | 0.14862 | m3/s
740 | AirTerminal:SingleDuct:Uncontrolled | 6NP:OFF2 DIRECT AIR | Design Size Maximum Air Flow Rate | 0.14862 | m3/s
741 | ZoneHVAC:Baseboard:Convective:Water | 6NP:OFF3 WATER CONVECTOR | Design Size Maximum Water Flow Rate | 0.00019281 | m3/s
742 | ZoneHVAC:Baseboard:Convective:Water | 6NP:OFF3 WATER CONVECTOR | Design Size U-Factor Times Area Value | 188.4301 | W/K
743 | ZoneHVAC:PackagedTerminalAirConditioner | 6NP:OFF3 PTAC | Design Size Supply Air Flow Rate During Cooling Operation | 0.60497 | m3/s
744 | ZoneHVAC:PackagedTerminalAirConditioner | 6NP:OFF3 PTAC | Design Size Supply Air Flow Rate During Heating Operation | 0.60497 | m3/s
745 | ZoneHVAC:PackagedTerminalAirConditioner | 6NP:OFF3 PTAC | Design Size Supply Air Flow Rate When No Cooling or Heating is Needed | 0.60497 | m3/s
746 | Coil:Cooling:DX:SingleSpeed | 6NP:OFF3 PTAC DX COOLING COIL | Design Size Rated Air Flow Rate | 0.60497 | m3/s
747 | Coil:Cooling:DX:SingleSpeed | 6NP:OFF3 PTAC DX COOLING COIL | Design Size Rated Total Cooling Capacity (gross) | 10014.4043 | W
748 | Coil:Cooling:DX:SingleSpeed | 6NP:OFF3 PTAC DX COOLING COIL | Design Size Rated Sensible Heat Ratio | 0.79866
749 | Coil:Cooling:DX:SingleSpeed | 6NP:OFF3 PTAC DX COOLING COIL | Design Size Evaporative Condenser Air Flow Rate | 1.1416 | m3/s
750 | Coil:Heating:Electric | 6NP:OFF3 PTAC HEATING COIL | Design Size Nominal Capacity | 18464.7521 | W
751 | Fan:OnOff | 6NP:OFF3 PTAC SUPPLY FAN | Design Size Maximum Flow Rate | 0.60497 | m3/s
752 | AirTerminal:SingleDuct:Uncontrolled | 6NP:OFF3 DIRECT AIR | Design Size Maximum Air Flow Rate | 0.60497 | m3/s
753 | ZoneHVAC:Baseboard:Convective:Water | 6NP:OFF4 WATER CONVECTOR | Design Size Maximum Water Flow Rate | 4.7937e-05 | m3/s
754 | ZoneHVAC:Baseboard:Convective:Water | 6NP:OFF4 WATER CONVECTOR | Design Size U-Factor Times Area Value | 46.8486 | W/K
755 | ZoneHVAC:PackagedTerminalAirConditioner | 6NP:OFF4 PTAC | Design Size Supply Air Flow Rate During Cooling Operation | 0.15041 | m3/s
756 | ZoneHVAC:PackagedTerminalAirConditioner | 6NP:OFF4 PTAC | Design Size Supply Air Flow Rate During Heating Operation | 0.15041 | m3/s
757 | ZoneHVAC:PackagedTerminalAirConditioner | 6NP:OFF4 PTAC | Design Size Supply Air Flow Rate When No Cooling or Heating is Needed | 0.15041 | m3/s
758 | Coil:Cooling:DX:SingleSpeed | 6NP:OFF4 PTAC DX COOLING COIL | Design Size Rated Air Flow Rate | 0.15041 | m3/s
759 | Coil:Cooling:DX:SingleSpeed | 6NP:OFF4 PTAC DX COOLING COIL | Design Size Rated Total Cooling Capacity (gross) | 2489.83 | W
760 | Coil:Cooling:DX:SingleSpeed | 6NP:OFF4 PTAC DX COOLING COIL | Design Size Rated Sensible Heat Ratio | 0.79866
761 | Coil:Cooling:DX:SingleSpeed | 6NP:OFF4 PTAC DX COOLING COIL | Design Size Evaporative Condenser Air Flow Rate | 0.28384 | m3/s
762 | Coil:Heating:Electric | 6NP:OFF4 PTAC HEATING COIL | Design Size Nominal Capacity | 4668.4906 | W
763 | Fan:OnOff | 6NP:OFF4 PTAC SUPPLY FAN | Design Size Maximum Flow Rate | 0.15041 | m3/s
764 | AirTerminal:SingleDuct:Uncontrolled | 6NP:OFF4 DIRECT AIR | Design Size Maximum Air Flow Rate | 0.15041 | m3/s
765 | ZoneHVAC:Baseboard:Convective:Water | 6NP:LOBBY WATER CONVECTOR | Design Size Maximum Water Flow Rate | 7.5452e-05 | m3/s
766 | ZoneHVAC:Baseboard:Convective:Water | 6NP:LOBBY WATER CONVECTOR | Design Size U-Factor Times Area Value | 73.7393 | W/K
767 | ZoneHVAC:PackagedTerminalAirConditioner | 6NP:LOBBY PTAC | Design Size Supply Air Flow Rate During Cooling Operation | 0.23674 | m3/s
768 | ZoneHVAC:PackagedTerminalAirConditioner | 6NP:LOBBY PTAC | Design Size Supply Air Flow Rate During Heating Operation | 0.23674 | m3/s
769 | ZoneHVAC:PackagedTerminalAirConditioner | 6NP:LOBBY PTAC | Design Size Supply Air Flow Rate When No Cooling or Heating is Needed | 0.23674 | m3/s
770 | Coil:Cooling:DX:SingleSpeed | 6NP:LOBBY PTAC DX COOLING COIL | Design Size Rated Air Flow Rate | 0.23674 | m3/s
771 | Coil:Cooling:DX:SingleSpeed | 6NP:LOBBY PTAC DX COOLING COIL | Design Size Rated Total Cooling Capacity (gross) | 3918.8983 | W
772 | Coil:Cooling:DX:SingleSpeed | 6NP:LOBBY PTAC DX COOLING COIL | Design Size Rated Sensible Heat Ratio | 0.79866
773 | Coil:Cooling:DX:SingleSpeed | 6NP:LOBBY PTAC DX COOLING COIL | Design Size Evaporative Condenser Air Flow Rate | 0.44675 | m3/s
774 | Coil:Heating:Electric | 6NP:LOBBY PTAC HEATING COIL | Design Size Nominal Capacity | 9231.3692 | W
775 | Fan:OnOff | 6NP:LOBBY PTAC SUPPLY FAN | Design Size Maximum Flow Rate | 0.23674 | m3/s
776 | AirTerminal:SingleDuct:Uncontrolled | 6NP:LOBBY DIRECT AIR | Design Size Maximum Air Flow Rate | 0.23674 | m3/s
777 | ZoneHVAC:Baseboard:Convective:Water | 6NP:OFF5 WATER CONVECTOR | Design Size Maximum Water Flow Rate | 0.0001888 | m3/s
778 | ZoneHVAC:Baseboard:Convective:Water | 6NP:OFF5 WATER CONVECTOR | Design Size U-Factor Times Area Value | 184.5122 | W/K
779 | ZoneHVAC:PackagedTerminalAirConditioner | 6NP:OFF5 PTAC | Design Size Supply Air Flow Rate During Cooling Operation | 0.5924 | m3/s
780 | ZoneHVAC:PackagedTerminalAirConditioner | 6NP:OFF5 PTAC | Design Size Supply Air Flow Rate During Heating Operation | 0.5924 | m3/s
781 | ZoneHVAC:PackagedTerminalAirConditioner | 6NP:OFF5 PTAC | Design Size Supply Air Flow Rate When No Cooling or Heating is Needed | 0.5924 | m3/s
782 | Coil:Cooling:DX:SingleSpeed | 6NP:OFF5 PTAC DX COOLING COIL | Design Size Rated Air Flow Rate | 0.5924 | m3/s
783 | Coil:Cooling:DX:SingleSpeed | 6NP:OFF5 PTAC DX COOLING COIL | Design Size Rated Total Cooling Capacity (gross) | 9806.3155 | W
784 | Coil:Cooling:DX:SingleSpeed | 6NP:OFF5 PTAC DX COOLING COIL | Design Size Rated Sensible Heat Ratio | 0.79866
785 | Coil:Cooling:DX:SingleSpeed | 6NP:OFF5 PTAC DX COOLING COIL | Design Size Evaporative Condenser Air Flow Rate | 1.1179 | m3/s
786 | Coil:Heating:Electric | 6NP:OFF5 PTAC HEATING COIL | Design Size Nominal Capacity | 14997.162 | W
787 | Fan:OnOff | 6NP:OFF5 PTAC SUPPLY FAN | Design Size Maximum Flow Rate | 0.5924 | m3/s
788 | AirTerminal:SingleDuct:Uncontrolled | 6NP:OFF5 DIRECT AIR | Design Size Maximum Air Flow Rate | 0.5924 | m3/s
789 | ZoneHVAC:Baseboard:Convective:Water | 6NP:CORR2 WATER CONVECTOR | Design Size Maximum Water Flow Rate | 0.00011774 | m3/s
790 | ZoneHVAC:Baseboard:Convective:Water | 6NP:CORR2 WATER CONVECTOR | Design Size U-Factor Times Area Value | 115.0622 | W/K
791 | ZoneHVAC:PackagedTerminalAirConditioner | 6NP:CORR2 PTAC | Design Size Supply Air Flow Rate During Cooling Operation | 0.36943 | m3/s
792 | ZoneHVAC:PackagedTerminalAirConditioner | 6NP:CORR2 PTAC | Design Size Supply Air Flow Rate During Heating Operation | 0.36943 | m3/s
793 | ZoneHVAC:PackagedTerminalAirConditioner | 6NP:CORR2 PTAC | Design Size Supply Air Flow Rate When No Cooling or Heating is Needed | 0.36943 | m3/s
794 | Coil:Cooling:DX:SingleSpeed | 6NP:CORR2 PTAC DX COOLING COIL | Design Size Rated Air Flow Rate | 0.36943 | m3/s
795 | Coil:Cooling:DX:SingleSpeed | 6NP:CORR2 PTAC DX COOLING COIL | Design Size Rated Total Cooling Capacity (gross) | 6115.3131 | W
796 | Coil:Cooling:DX:SingleSpeed | 6NP:CORR2 PTAC DX COOLING COIL | Design Size Rated Sensible Heat Ratio | 0.79866
797 | Coil:Cooling:DX:SingleSpeed | 6NP:CORR2 PTAC DX COOLING COIL | Design Size Evaporative Condenser Air Flow Rate | 0.69715 | m3/s
798 | Coil:Heating:Electric | 6NP:CORR2 PTAC HEATING COIL | Design Size Nominal Capacity | 7564.5895 | W
799 | Fan:OnOff | 6NP:CORR2 PTAC SUPPLY FAN | Design Size Maximum Flow Rate | 0.36943 | m3/s
800 | AirTerminal:SingleDuct:Uncontrolled | 6NP:CORR2 DIRECT AIR | Design Size Maximum Air Flow Rate | 0.36943 | m3/s
801 | ZoneHVAC:Baseboard:Convective:Water | 6NP:CORR3 WATER CONVECTOR | Design Size Maximum Water Flow Rate | 7.6598e-05 | m3/s
802 | ZoneHVAC:Baseboard:Convective:Water | 6NP:CORR3 WATER CONVECTOR | Design Size U-Factor Times Area Value | 74.8568 | W/K
803 | ZoneHVAC:PackagedTerminalAirConditioner | 6NP:CORR3 PTAC | Design Size Supply Air Flow Rate During Cooling Operation | 0.24034 | m3/s
804 | ZoneHVAC:PackagedTerminalAirConditioner | 6NP:CORR3 PTAC | Design Size Supply Air Flow Rate During Heating Operation | 0.24034 | m3/s
805 | ZoneHVAC:PackagedTerminalAirConditioner | 6NP:CORR3 PTAC | Design Size Supply Air Flow Rate When No Cooling or Heating is Needed | 0.24034 | m3/s
806 | Coil:Cooling:DX:SingleSpeed | 6NP:CORR3 PTAC DX COOLING COIL | Design Size Rated Air Flow Rate | 0.24034 | m3/s
807 | Coil:Cooling:DX:SingleSpeed | 6NP:CORR3 PTAC DX COOLING COIL | Design Size Rated Total Cooling Capacity (gross) | 3978.4417 | W
808 | Coil:Cooling:DX:SingleSpeed | 6NP:CORR3 PTAC DX COOLING COIL | Design Size Rated Sensible Heat Ratio | 0.79866
809 | Coil:Cooling:DX:SingleSpeed | 6NP:CORR3 PTAC DX COOLING COIL | Design Size Evaporative Condenser Air Flow Rate | 0.45354 | m3/s
810 | Coil:Heating:Electric | 6NP:CORR3 PTAC HEATING COIL | Design Size Nominal Capacity | 5699.2546 | W
811 | Fan:OnOff | 6NP:CORR3 PTAC SUPPLY FAN | Design Size Maximum Flow Rate | 0.24034 | m3/s
812 | AirTerminal:SingleDuct:Uncontrolled | 6NP:CORR3 DIRECT AIR | Design Size Maximum Air Flow Rate | 0.24034 | m3/s
813 | ZoneHVAC:Baseboard:Convective:Water | 6NP:CORR4 WATER CONVECTOR | Design Size Maximum Water Flow Rate | 0.00010707 | m3/s
814 | ZoneHVAC:Baseboard:Convective:Water | 6NP:CORR4 WATER CONVECTOR | Design Size U-Factor Times Area Value | 104.6444 | W/K
815 | ZoneHVAC:PackagedTerminalAirConditioner | 6NP:CORR4 PTAC | Design Size Supply Air Flow Rate During Cooling Operation | 0.33596 | m3/s
816 | ZoneHVAC:PackagedTerminalAirConditioner | 6NP:CORR4 PTAC | Design Size Supply Air Flow Rate During Heating Operation | 0.33596 | m3/s
817 | ZoneHVAC:PackagedTerminalAirConditioner | 6NP:CORR4 PTAC | Design Size Supply Air Flow Rate When No Cooling or Heating is Needed | 0.33596 | m3/s
818 | Coil:Cooling:DX:SingleSpeed | 6NP:CORR4 PTAC DX COOLING COIL | Design Size Rated Air Flow Rate | 0.33596 | m3/s
819 | Coil:Cooling:DX:SingleSpeed | 6NP:CORR4 PTAC DX COOLING COIL | Design Size Rated Total Cooling Capacity (gross) | 5561.323 | W
820 | Coil:Cooling:DX:SingleSpeed | 6NP:CORR4 PTAC DX COOLING COIL | Design Size Rated Sensible Heat Ratio | 0.79866
821 | Coil:Cooling:DX:SingleSpeed | 6NP:CORR4 PTAC DX COOLING COIL | Design Size Evaporative Condenser Air Flow Rate | 0.63399 | m3/s
822 | Coil:Heating:Electric | 6NP:CORR4 PTAC HEATING COIL | Design Size Nominal Capacity | 13823.2198 | W
823 | Fan:OnOff | 6NP:CORR4 PTAC SUPPLY FAN | Design Size Maximum Flow Rate | 0.33596 | m3/s
824 | AirTerminal:SingleDuct:Uncontrolled | 6NP:CORR4 DIRECT AIR | Design Size Maximum Air Flow Rate | 0.33596 | m3/s
825 | ZoneHVAC:Baseboard:Convective:Water | 6NP:CORR5 WATER CONVECTOR | Design Size Maximum Water Flow Rate | 8.5045e-05 | m3/s
826 | ZoneHVAC:Baseboard:Convective:Water | 6NP:CORR5 WATER CONVECTOR | Design Size U-Factor Times Area Value | 83.1132 | W/K
827 | ZoneHVAC:PackagedTerminalAirConditioner | 6NP:CORR5 PTAC | Design Size Supply Air Flow Rate During Cooling Operation | 0.26684 | m3/s
828 | ZoneHVAC:PackagedTerminalAirConditioner | 6NP:CORR5 PTAC | Design Size Supply Air Flow Rate During Heating Operation | 0.26684 | m3/s
829 | ZoneHVAC:PackagedTerminalAirConditioner | 6NP:CORR5 PTAC | Design Size Supply Air Flow Rate When No Cooling or Heating is Needed | 0.26684 | m3/s
830 | Coil:Cooling:DX:SingleSpeed | 6NP:CORR5 PTAC DX COOLING COIL | Design Size Rated Air Flow Rate | 0.26684 | m3/s
831 | Coil:Cooling:DX:SingleSpeed | 6NP:CORR5 PTAC DX COOLING COIL | Design Size Rated Total Cooling Capacity (gross) | 4417.1529 | W
832 | Coil:Cooling:DX:SingleSpeed | 6NP:CORR5 PTAC DX COOLING COIL | Design Size Rated Sensible Heat Ratio | 0.79866
833 | Coil:Cooling:DX:SingleSpeed | 6NP:CORR5 PTAC DX COOLING COIL | Design Size Evaporative Condenser Air Flow Rate | 0.50356 | m3/s
834 | Coil:Heating:Electric | 6NP:CORR5 PTAC HEATING COIL | Design Size Nominal Capacity | 8604.4071 | W
835 | Fan:OnOff | 6NP:CORR5 PTAC SUPPLY FAN | Design Size Maximum Flow Rate | 0.26684 | m3/s
836 | AirTerminal:SingleDuct:Uncontrolled | 6NP:CORR5 DIRECT AIR | Design Size Maximum Air Flow Rate | 0.26684 | m3/s
837 | ZoneHVAC:Baseboard:Convective:Water | 6NP:WC1 WATER CONVECTOR | Design Size Maximum Water Flow Rate | 1.9361e-05 | m3/s
838 | ZoneHVAC:Baseboard:Convective:Water | 6NP:WC1 WATER CONVECTOR | Design Size U-Factor Times Area Value | 18.9224 | W/K
839 | ZoneHVAC:PackagedTerminalAirConditioner | 6NP:WC1 PTAC | Design Size Supply Air Flow Rate During Cooling Operation | 0.060749 | m3/s
840 | ZoneHVAC:PackagedTerminalAirConditioner | 6NP:WC1 PTAC | Design Size Supply Air Flow Rate During Heating Operation | 0.060749 | m3/s
841 | ZoneHVAC:PackagedTerminalAirConditioner | 6NP:WC1 PTAC | Design Size Supply Air Flow Rate When No Cooling or Heating is Needed | 0.060749 | m3/s
842 | Coil:Cooling:DX:SingleSpeed | 6NP:WC1 PTAC DX COOLING COIL | Design Size Rated Air Flow Rate | 0.060749 | m3/s
843 | Coil:Cooling:DX:SingleSpeed | 6NP:WC1 PTAC DX COOLING COIL | Design Size Rated Total Cooling Capacity (gross) | 1005.6127 | W
844 | Coil:Cooling:DX:SingleSpeed | 6NP:WC1 PTAC DX COOLING COIL | Design Size Rated Sensible Heat Ratio | 0.79866
845 | Coil:Cooling:DX:SingleSpeed | 6NP:WC1 PTAC DX COOLING COIL | Design Size Evaporative Condenser Air Flow Rate | 0.11464 | m3/s
846 | Coil:Heating:Electric | 6NP:WC1 PTAC HEATING COIL | Design Size Nominal Capacity | 2888.6506 | W
847 | Fan:OnOff | 6NP:WC1 PTAC SUPPLY FAN | Design Size Maximum Flow Rate | 0.060749 | m3/s
848 | AirTerminal:SingleDuct:Uncontrolled | 6NP:WC1 DIRECT AIR | Design Size Maximum Air Flow Rate | 0.060749 | m3/s
849 | ZoneHVAC:Baseboard:Convective:Water | 6NP:CORR6 WATER CONVECTOR | Design Size Maximum Water Flow Rate | 0.00010779 | m3/s
850 | ZoneHVAC:Baseboard:Convective:Water | 6NP:CORR6 WATER CONVECTOR | Design Size U-Factor Times Area Value | 105.3457 | W/K
851 | ZoneHVAC:PackagedTerminalAirConditioner | 6NP:CORR6 PTAC | Design Size Supply Air Flow Rate During Cooling Operation | 0.33822 | m3/s
852 | ZoneHVAC:PackagedTerminalAirConditioner | 6NP:CORR6 PTAC | Design Size Supply Air Flow Rate During Heating Operation | 0.33822 | m3/s
853 | ZoneHVAC:PackagedTerminalAirConditioner | 6NP:CORR6 PTAC | Design Size Supply Air Flow Rate When No Cooling or Heating is Needed | 0.33822 | m3/s
854 | Coil:Cooling:DX:SingleSpeed | 6NP:CORR6 PTAC DX COOLING COIL | Design Size Rated Air Flow Rate | 0.33822 | m3/s
855 | Coil:Cooling:DX:SingleSpeed | 6NP:CORR6 PTAC DX COOLING COIL | Design Size Rated Total Cooling Capacity (gross) | 5598.6908 | W
856 | Coil:Cooling:DX:SingleSpeed | 6NP:CORR6 PTAC DX COOLING COIL | Design Size Rated Sensible Heat Ratio | 0.79866
857 | Coil:Cooling:DX:SingleSpeed | 6NP:CORR6 PTAC DX COOLING COIL | Design Size Evaporative Condenser Air Flow Rate | 0.63825 | m3/s
858 | Coil:Heating:Electric | 6NP:CORR6 PTAC HEATING COIL | Design Size Nominal Capacity | 11615.772 | W
859 | Fan:OnOff | 6NP:CORR6 PTAC SUPPLY FAN | Design Size Maximum Flow Rate | 0.33822 | m3/s
860 | AirTerminal:SingleDuct:Uncontrolled | 6NP:CORR6 DIRECT AIR | Design Size Maximum Air Flow Rate | 0.33822 | m3/s
861 | ZoneHVAC:Baseboard:Convective:Water | 6NP:KITCH WATER CONVECTOR | Design Size Maximum Water Flow Rate | 3.1139e-05 | m3/s
862 | ZoneHVAC:Baseboard:Convective:Water | 6NP:KITCH WATER CONVECTOR | Design Size U-Factor Times Area Value | 30.4314 | W/K
863 | ZoneHVAC:PackagedTerminalAirConditioner | 6NP:KITCH PTAC | Design Size Supply Air Flow Rate During Cooling Operation | 0.10126 | m3/s
864 | ZoneHVAC:PackagedTerminalAirConditioner | 6NP:KITCH PTAC | Design Size Supply Air Flow Rate During Heating Operation | 0.10126 | m3/s
865 | ZoneHVAC:PackagedTerminalAirConditioner | 6NP:KITCH PTAC | Design Size Supply Air Flow Rate When No Cooling or Heating is Needed | 0.10126 | m3/s
866 | Coil:Cooling:DX:SingleSpeed | 6NP:KITCH PTAC DX COOLING COIL | Design Size Rated Air Flow Rate | 0.10126 | m3/s
867 | Coil:Cooling:DX:SingleSpeed | 6NP:KITCH PTAC DX COOLING COIL | Design Size Rated Total Cooling Capacity (gross) | 1676.2732 | W
868 | Coil:Cooling:DX:SingleSpeed | 6NP:KITCH PTAC DX COOLING COIL | Design Size Rated Sensible Heat Ratio | 0.79866
869 | Coil:Cooling:DX:SingleSpeed | 6NP:KITCH PTAC DX COOLING COIL | Design Size Evaporative Condenser Air Flow Rate | 0.1911 | m3/s
870 | Coil:Heating:Electric | 6NP:KITCH PTAC HEATING COIL | Design Size Nominal Capacity | 2736.4566 | W
871 | Fan:OnOff | 6NP:KITCH PTAC SUPPLY FAN | Design Size Maximum Flow Rate | 0.10126 | m3/s
872 | AirTerminal:SingleDuct:Uncontrolled | 6NP:KITCH DIRECT AIR | Design Size Maximum Air Flow Rate | 0.10126 | m3/s
873 | ZoneHVAC:Baseboard:Convective:Water | 6NP:WC2 WATER CONVECTOR | Design Size Maximum Water Flow Rate | 3.1702e-05 | m3/s
874 | ZoneHVAC:Baseboard:Convective:Water | 6NP:WC2 WATER CONVECTOR | Design Size U-Factor Times Area Value | 30.9814 | W/K
875 | ZoneHVAC:PackagedTerminalAirConditioner | 6NP:WC2 PTAC | Design Size Supply Air Flow Rate During Cooling Operation | 0.099468 | m3/s
876 | ZoneHVAC:PackagedTerminalAirConditioner | 6NP:WC2 PTAC | Design Size Supply Air Flow Rate During Heating Operation | 0.099468 | m3/s
877 | ZoneHVAC:PackagedTerminalAirConditioner | 6NP:WC2 PTAC | Design Size Supply Air Flow Rate When No Cooling or Heating is Needed | 0.099468 | m3/s
878 | Coil:Cooling:DX:SingleSpeed | 6NP:WC2 PTAC DX COOLING COIL | Design Size Rated Air Flow Rate | 0.099468 | m3/s
879 | Coil:Cooling:DX:SingleSpeed | 6NP:WC2 PTAC DX COOLING COIL | Design Size Rated Total Cooling Capacity (gross) | 1646.5534 | W
880 | Coil:Cooling:DX:SingleSpeed | 6NP:WC2 PTAC DX COOLING COIL | Design Size Rated Sensible Heat Ratio | 0.79866
881 | Coil:Cooling:DX:SingleSpeed | 6NP:WC2 PTAC DX COOLING COIL | Design Size Evaporative Condenser Air Flow Rate | 0.18771 | m3/s
882 | Coil:Heating:Electric | 6NP:WC2 PTAC HEATING COIL | Design Size Nominal Capacity | 2998.9033 | W
883 | Fan:OnOff | 6NP:WC2 PTAC SUPPLY FAN | Design Size Maximum Flow Rate | 0.099468 | m3/s
884 | AirTerminal:SingleDuct:Uncontrolled | 6NP:WC2 DIRECT AIR | Design Size Maximum Air Flow Rate | 0.099468 | m3/s
885 | ZoneHVAC:Baseboard:Convective:Water | 6NP:OFFICETYPE3CT WATER CONVECTOR | Design Size Maximum Water Flow Rate | 4.4367e-05 | m3/s
886 | ZoneHVAC:Baseboard:Convective:Water | 6NP:OFFICETYPE3CT WATER CONVECTOR | Design Size U-Factor Times Area Value | 43.3594 | W/K
887 | ZoneHVAC:PackagedTerminalAirConditioner | 6NP:OFFICETYPE3CT PTAC | Design Size Supply Air Flow Rate During Cooling Operation | 0.13921 | m3/s
888 | ZoneHVAC:PackagedTerminalAirConditioner | 6NP:OFFICETYPE3CT PTAC | Design Size Supply Air Flow Rate During Heating Operation | 0.13921 | m3/s
889 | ZoneHVAC:PackagedTerminalAirConditioner | 6NP:OFFICETYPE3CT PTAC | Design Size Supply Air Flow Rate When No Cooling or Heating is Needed | 0.13921 | m3/s
890 | Coil:Cooling:DX:SingleSpeed | 6NP:OFFICETYPE3CT PTAC DX COOLING COIL | Design Size Rated Air Flow Rate | 0.13921 | m3/s
891 | Coil:Cooling:DX:SingleSpeed | 6NP:OFFICETYPE3CT PTAC DX COOLING COIL | Design Size Rated Total Cooling Capacity (gross) | 2304.395 | W
892 | Coil:Cooling:DX:SingleSpeed | 6NP:OFFICETYPE3CT PTAC DX COOLING COIL | Design Size Rated Sensible Heat Ratio | 0.79866
893 | Coil:Cooling:DX:SingleSpeed | 6NP:OFFICETYPE3CT PTAC DX COOLING COIL | Design Size Evaporative Condenser Air Flow Rate | 0.2627 | m3/s
894 | Coil:Heating:Electric | 6NP:OFFICETYPE3CT PTAC HEATING COIL | Design Size Nominal Capacity | 4252.8695 | W
895 | Fan:OnOff | 6NP:OFFICETYPE3CT PTAC SUPPLY FAN | Design Size Maximum Flow Rate | 0.13921 | m3/s
896 | AirTerminal:SingleDuct:Uncontrolled | 6NP:OFFICETYPE3CT DIRECT AIR | Design Size Maximum Air Flow Rate | 0.13921 | m3/s
897 | ZoneHVAC:Baseboard:Convective:Water | 6NP:WC3 WATER CONVECTOR | Design Size Maximum Water Flow Rate | 1.3917e-05 | m3/s
898 | ZoneHVAC:Baseboard:Convective:Water | 6NP:WC3 WATER CONVECTOR | Design Size U-Factor Times Area Value | 13.6003 | W/K
899 | ZoneHVAC:PackagedTerminalAirConditioner | 6NP:WC3 PTAC | Design Size Supply Air Flow Rate During Cooling Operation | 0.043665 | m3/s
900 | ZoneHVAC:PackagedTerminalAirConditioner | 6NP:WC3 PTAC | Design Size Supply Air Flow Rate During Heating Operation | 0.043665 | m3/s
901 | ZoneHVAC:PackagedTerminalAirConditioner | 6NP:WC3 PTAC | Design Size Supply Air Flow Rate When No Cooling or Heating is Needed | 0.043665 | m3/s
902 | Coil:Cooling:DX:SingleSpeed | 6NP:WC3 PTAC DX COOLING COIL | Design Size Rated Air Flow Rate | 0.043665 | m3/s
903 | Coil:Cooling:DX:SingleSpeed | 6NP:WC3 PTAC DX COOLING COIL | Design Size Rated Total Cooling Capacity (gross) | 722.8157 | W
904 | Coil:Cooling:DX:SingleSpeed | 6NP:WC3 PTAC DX COOLING COIL | Design Size Rated Sensible Heat Ratio | 0.79866
905 | Coil:Cooling:DX:SingleSpeed | 6NP:WC3 PTAC DX COOLING COIL | Design Size Evaporative Condenser Air Flow Rate | 0.082401 | m3/s
906 | Coil:Heating:Electric | 6NP:WC3 PTAC HEATING COIL | Design Size Nominal Capacity | 1160.4989 | W
907 | Fan:OnOff | 6NP:WC3 PTAC SUPPLY FAN | Design Size Maximum Flow Rate | 0.043665 | m3/s
908 | AirTerminal:SingleDuct:Uncontrolled | 6NP:WC3 DIRECT AIR | Design Size Maximum Air Flow Rate | 0.043665 | m3/s
909 | ZoneHVAC:Baseboard:Convective:Water | 6NP:OFF7 WATER CONVECTOR | Design Size Maximum Water Flow Rate | 2.706e-05 | m3/s
910 | ZoneHVAC:Baseboard:Convective:Water | 6NP:OFF7 WATER CONVECTOR | Design Size U-Factor Times Area Value | 26.4455 | W/K
911 | ZoneHVAC:PackagedTerminalAirConditioner | 6NP:OFF7 PTAC | Design Size Supply Air Flow Rate During Cooling Operation | 0.084904 | m3/s
912 | ZoneHVAC:PackagedTerminalAirConditioner | 6NP:OFF7 PTAC | Design Size Supply Air Flow Rate During Heating Operation | 0.084904 | m3/s
913 | ZoneHVAC:PackagedTerminalAirConditioner | 6NP:OFF7 PTAC | Design Size Supply Air Flow Rate When No Cooling or Heating is Needed | 0.084904 | m3/s
914 | Coil:Cooling:DX:SingleSpeed | 6NP:OFF7 PTAC DX COOLING COIL | Design Size Rated Air Flow Rate | 0.084904 | m3/s
915 | Coil:Cooling:DX:SingleSpeed | 6NP:OFF7 PTAC DX COOLING COIL | Design Size Rated Total Cooling Capacity (gross) | 1405.4678 | W
916 | Coil:Cooling:DX:SingleSpeed | 6NP:OFF7 PTAC DX COOLING COIL | Design Size Rated Sensible Heat Ratio | 0.79866
917 | Coil:Cooling:DX:SingleSpeed | 6NP:OFF7 PTAC DX COOLING COIL | Design Size Evaporative Condenser Air Flow Rate | 0.16022 | m3/s
918 | Coil:Heating:Electric | 6NP:OFF7 PTAC HEATING COIL | Design Size Nominal Capacity | 3000.5675 | W
919 | Fan:OnOff | 6NP:OFF7 PTAC SUPPLY FAN | Design Size Maximum Flow Rate | 0.084904 | m3/s
920 | AirTerminal:SingleDuct:Uncontrolled | 6NP:OFF7 DIRECT AIR | Design Size Maximum Air Flow Rate | 0.084904 | m3/s
921 | ZoneHVAC:Baseboard:Convective:Water | 6NP:OFFICE WATER CONVECTOR | Design Size Maximum Water Flow Rate | 5.788e-05 | m3/s
922 | ZoneHVAC:Baseboard:Convective:Water | 6NP:OFFICE WATER CONVECTOR | Design Size U-Factor Times Area Value | 56.5647 | W/K
923 | ZoneHVAC:PackagedTerminalAirConditioner | 6NP:OFFICE PTAC | Design Size Supply Air Flow Rate During Cooling Operation | 0.18161 | m3/s
924 | ZoneHVAC:PackagedTerminalAirConditioner | 6NP:OFFICE PTAC | Design Size Supply Air Flow Rate During Heating Operation | 0.18161 | m3/s
925 | ZoneHVAC:PackagedTerminalAirConditioner | 6NP:OFFICE PTAC | Design Size Supply Air Flow Rate When No Cooling or Heating is Needed | 0.18161 | m3/s
926 | Coil:Cooling:DX:SingleSpeed | 6NP:OFFICE PTAC DX COOLING COIL | Design Size Rated Air Flow Rate | 0.18161 | m3/s
927 | Coil:Cooling:DX:SingleSpeed | 6NP:OFFICE PTAC DX COOLING COIL | Design Size Rated Total Cooling Capacity (gross) | 3006.2254 | W
928 | Coil:Cooling:DX:SingleSpeed | 6NP:OFFICE PTAC DX COOLING COIL | Design Size Rated Sensible Heat Ratio | 0.79866
929 | Coil:Cooling:DX:SingleSpeed | 6NP:OFFICE PTAC DX COOLING COIL | Design Size Evaporative Condenser Air Flow Rate | 0.34271 | m3/s
930 | Coil:Heating:Electric | 6NP:OFFICE PTAC HEATING COIL | Design Size Nominal Capacity | 5408.3152 | W
931 | Fan:OnOff | 6NP:OFFICE PTAC SUPPLY FAN | Design Size Maximum Flow Rate | 0.18161 | m3/s
932 | AirTerminal:SingleDuct:Uncontrolled | 6NP:OFFICE DIRECT AIR | Design Size Maximum Air Flow Rate | 0.18161 | m3/s
933 | ZoneHVAC:Baseboard:Convective:Water | 6NP:WC WATER CONVECTOR | Design Size Maximum Water Flow Rate | 4.1e-05 | m3/s
934 | ZoneHVAC:Baseboard:Convective:Water | 6NP:WC WATER CONVECTOR | Design Size U-Factor Times Area Value | 40.0682 | W/K
935 | ZoneHVAC:PackagedTerminalAirConditioner | 6NP:WC PTAC | Design Size Supply Air Flow Rate During Cooling Operation | 0.12864 | m3/s
936 | ZoneHVAC:PackagedTerminalAirConditioner | 6NP:WC PTAC | Design Size Supply Air Flow Rate During Heating Operation | 0.12864 | m3/s
937 | ZoneHVAC:PackagedTerminalAirConditioner | 6NP:WC PTAC | Design Size Supply Air Flow Rate When No Cooling or Heating is Needed | 0.12864 | m3/s
938 | Coil:Cooling:DX:SingleSpeed | 6NP:WC PTAC DX COOLING COIL | Design Size Rated Air Flow Rate | 0.12864 | m3/s
939 | Coil:Cooling:DX:SingleSpeed | 6NP:WC PTAC DX COOLING COIL | Design Size Rated Total Cooling Capacity (gross) | 2129.4812 | W
940 | Coil:Cooling:DX:SingleSpeed | 6NP:WC PTAC DX COOLING COIL | Design Size Rated Sensible Heat Ratio | 0.79866
941 | Coil:Cooling:DX:SingleSpeed | 6NP:WC PTAC DX COOLING COIL | Design Size Evaporative Condenser Air Flow Rate | 0.24276 | m3/s
942 | Coil:Heating:Electric | 6NP:WC PTAC HEATING COIL | Design Size Nominal Capacity | 3985.2404 | W
943 | Fan:OnOff | 6NP:WC PTAC SUPPLY FAN | Design Size Maximum Flow Rate | 0.12864 | m3/s
944 | AirTerminal:SingleDuct:Uncontrolled | 6NP:WC DIRECT AIR | Design Size Maximum Air Flow Rate | 0.12864 | m3/s
945 | ZoneHVAC:Baseboard:Convective:Water | 6NP:CORR WATER CONVECTOR | Design Size Maximum Water Flow Rate | 0.00014539 | m3/s
946 | ZoneHVAC:Baseboard:Convective:Water | 6NP:CORR WATER CONVECTOR | Design Size U-Factor Times Area Value | 148.9455 | W/K
947 | ZoneHVAC:PackagedTerminalAirConditioner | 6NP:CORR PTAC | Design Size Supply Air Flow Rate During Cooling Operation | 0.45618 | m3/s
948 | ZoneHVAC:PackagedTerminalAirConditioner | 6NP:CORR PTAC | Design Size Supply Air Flow Rate During Heating Operation | 0.45618 | m3/s
949 | ZoneHVAC:PackagedTerminalAirConditioner | 6NP:CORR PTAC | Design Size Supply Air Flow Rate When No Cooling or Heating is Needed | 0.45618 | m3/s
950 | Coil:Cooling:DX:SingleSpeed | 6NP:CORR PTAC DX COOLING COIL | Design Size Rated Air Flow Rate | 0.45618 | m3/s
951 | Coil:Cooling:DX:SingleSpeed | 6NP:CORR PTAC DX COOLING COIL | Design Size Rated Total Cooling Capacity (gross) | 7551.4316 | W
952 | Coil:Cooling:DX:SingleSpeed | 6NP:CORR PTAC DX COOLING COIL | Design Size Rated Sensible Heat Ratio | 0.79866
953 | Coil:Cooling:DX:SingleSpeed | 6NP:CORR PTAC DX COOLING COIL | Design Size Evaporative Condenser Air Flow Rate | 0.86086 | m3/s
954 | Coil:Heating:Electric | 6NP:CORR PTAC HEATING COIL | Design Size Nominal Capacity | 10883.2315 | W
955 | Fan:OnOff | 6NP:CORR PTAC SUPPLY FAN | Design Size Maximum Flow Rate | 0.45618 | m3/s
956 | AirTerminal:SingleDuct:Uncontrolled | 6NP:CORR DIRECT AIR | Design Size Maximum Air Flow Rate | 0.45618 | m3/s
957 | ZoneHVAC:Baseboard:Convective:Water | 6NP:OFF8 WATER CONVECTOR | Design Size Maximum Water Flow Rate | 3.6089e-05 | m3/s
958 | ZoneHVAC:Baseboard:Convective:Water | 6NP:OFF8 WATER CONVECTOR | Design Size U-Factor Times Area Value | 35.269 | W/K
959 | ZoneHVAC:PackagedTerminalAirConditioner | 6NP:OFF8 PTAC | Design Size Supply Air Flow Rate During Cooling Operation | 0.11324 | m3/s
960 | ZoneHVAC:PackagedTerminalAirConditioner | 6NP:OFF8 PTAC | Design Size Supply Air Flow Rate During Heating Operation | 0.11324 | m3/s
961 | ZoneHVAC:PackagedTerminalAirConditioner | 6NP:OFF8 PTAC | Design Size Supply Air Flow Rate When No Cooling or Heating is Needed | 0.11324 | m3/s
962 | Coil:Cooling:DX:SingleSpeed | 6NP:OFF8 PTAC DX COOLING COIL | Design Size Rated Air Flow Rate | 0.11324 | m3/s
963 | Coil:Cooling:DX:SingleSpeed | 6NP:OFF8 PTAC DX COOLING COIL | Design Size Rated Total Cooling Capacity (gross) | 1874.457 | W
964 | Coil:Cooling:DX:SingleSpeed | 6NP:OFF8 PTAC DX COOLING COIL | Design Size Rated Sensible Heat Ratio | 0.79866
965 | Coil:Cooling:DX:SingleSpeed | 6NP:OFF8 PTAC DX COOLING COIL | Design Size Evaporative Condenser Air Flow Rate | 0.21369 | m3/s
966 | Coil:Heating:Electric | 6NP:OFF8 PTAC HEATING COIL | Design Size Nominal Capacity | 2612.4973 | W
967 | Fan:OnOff | 6NP:OFF8 PTAC SUPPLY FAN | Design Size Maximum Flow Rate | 0.11324 | m3/s
968 | AirTerminal:SingleDuct:Uncontrolled | 6NP:OFF8 DIRECT AIR | Design Size Maximum Air Flow Rate | 0.11324 | m3/s
969 | ZoneHVAC:Baseboard:Convective:Water | 6NP:OFF9 WATER CONVECTOR | Design Size Maximum Water Flow Rate | 6.3164e-05 | m3/s
970 | ZoneHVAC:Baseboard:Convective:Water | 6NP:OFF9 WATER CONVECTOR | Design Size U-Factor Times Area Value | 61.7295 | W/K
971 | ZoneHVAC:PackagedTerminalAirConditioner | 6NP:OFF9 PTAC | Design Size Supply Air Flow Rate During Cooling Operation | 0.19819 | m3/s
972 | ZoneHVAC:PackagedTerminalAirConditioner | 6NP:OFF9 PTAC | Design Size Supply Air Flow Rate During Heating Operation | 0.19819 | m3/s
973 | ZoneHVAC:PackagedTerminalAirConditioner | 6NP:OFF9 PTAC | Design Size Supply Air Flow Rate When No Cooling or Heating is Needed | 0.19819 | m3/s
974 | Coil:Cooling:DX:SingleSpeed | 6NP:OFF9 PTAC DX COOLING COIL | Design Size Rated Air Flow Rate | 0.19819 | m3/s
975 | Coil:Cooling:DX:SingleSpeed | 6NP:OFF9 PTAC DX COOLING COIL | Design Size Rated Total Cooling Capacity (gross) | 3280.7119 | W
976 | Coil:Cooling:DX:SingleSpeed | 6NP:OFF9 PTAC DX COOLING COIL | Design Size Rated Sensible Heat Ratio | 0.79866
977 | Coil:Cooling:DX:SingleSpeed | 6NP:OFF9 PTAC DX COOLING COIL | Design Size Evaporative Condenser Air Flow Rate | 0.374 | m3/s
978 | Coil:Heating:Electric | 6NP:OFF9 PTAC HEATING COIL | Design Size Nominal Capacity | 6016.72 | W
979 | Fan:OnOff | 6NP:OFF9 PTAC SUPPLY FAN | Design Size Maximum Flow Rate | 0.19819 | m3/s
980 | AirTerminal:SingleDuct:Uncontrolled | 6NP:OFF9 DIRECT AIR | Design Size Maximum Air Flow Rate | 0.19819 | m3/s
981 | ZoneHVAC:Baseboard:Convective:Water | 6NP:OFFICETYPE3CT/1 WATER CONVECTOR | Design Size Maximum Water Flow Rate | 0.00013636 | m3/s
982 | ZoneHVAC:Baseboard:Convective:Water | 6NP:OFFICETYPE3CT/1 WATER CONVECTOR | Design Size U-Factor Times Area Value | 133.258 | W/K
983 | ZoneHVAC:PackagedTerminalAirConditioner | 6NP:OFFICETYPE3CT/1 PTAC | Design Size Supply Air Flow Rate During Cooling Operation | 0.42784 | m3/s
984 | ZoneHVAC:PackagedTerminalAirConditioner | 6NP:OFFICETYPE3CT/1 PTAC | Design Size Supply Air Flow Rate During Heating Operation | 0.42784 | m3/s
985 | ZoneHVAC:PackagedTerminalAirConditioner | 6NP:OFFICETYPE3CT/1 PTAC | Design Size Supply Air Flow Rate When No Cooling or Heating is Needed | 0.42784 | m3/s
986 | Coil:Cooling:DX:SingleSpeed | 6NP:OFFICETYPE3CT/1 PTAC DX COOLING COIL | Design Size Rated Air Flow Rate | 0.42784 | m3/s
987 | Coil:Cooling:DX:SingleSpeed | 6NP:OFFICETYPE3CT/1 PTAC DX COOLING COIL | Design Size Rated Total Cooling Capacity (gross) | 7082.3003 | W
988 | Coil:Cooling:DX:SingleSpeed | 6NP:OFFICETYPE3CT/1 PTAC DX COOLING COIL | Design Size Rated Sensible Heat Ratio | 0.79866
989 | Coil:Cooling:DX:SingleSpeed | 6NP:OFFICETYPE3CT/1 PTAC DX COOLING COIL | Design Size Evaporative Condenser Air Flow Rate | 0.80738 | m3/s
990 | Coil:Heating:Electric | 6NP:OFFICETYPE3CT/1 PTAC HEATING COIL | Design Size Nominal Capacity | 10718.4796 | W
991 | Fan:OnOff | 6NP:OFFICETYPE3CT/1 PTAC SUPPLY FAN | Design Size Maximum Flow Rate | 0.42784 | m3/s
992 | AirTerminal:SingleDuct:Uncontrolled | 6NP:OFFICETYPE3CT/1 DIRECT AIR | Design Size Maximum Air Flow Rate | 0.42784 | m3/s
993 | Branch | 3+4NP AHU MAIN BRANCH | Maximum Flow Rate | 3.0027 | m3/s
994 | AirLoopHVAC | 3+4NP | Design Supply Air Flow Rate | 3.0027 | m3/s
995 | Branch | 5NP AHU MAIN BRANCH | Maximum Flow Rate | 9.5229 | m3/s
996 | AirLoopHVAC | 5NP | Design Supply Air Flow Rate | 9.5229 | m3/s
997 | Branch | 6NP AHU MAIN BRANCH | Maximum Flow Rate | 6.59 | m3/s
998 | AirLoopHVAC | 6NP | Design Supply Air Flow Rate | 6.59 | m3/s
999 | Branch | AIR LOOP AHU MAIN BRANCH | Maximum Flow Rate | 0.81715 | m3/s
1000 | AirLoopHVAC | AIR LOOP | Design Supply Air Flow Rate | 0.81715 | m3/s
1001 | Fan:VariableVolume | 3+4NP AHU EXTRACT FAN | Design Size Maximum Flow Rate | 3.0027 | m3/s
1002 | Controller:OutdoorAir | 3+4NP AHU OUTDOOR AIR CONTROLLER | Maximum Outdoor Air Flow Rate | 3.0027 | m3/s
1003 | Controller:OutdoorAir | 3+4NP AHU OUTDOOR AIR CONTROLLER | Minimum Outdoor Air Flow Rate | 2.6598 | m3/s
1004 | HeatExchanger:AirToAir:SensibleAndLatent | 3+4NP AHU HEAT RECOVERY DEVICE | Nominal Supply Air Flow Rate | 2.6598 | m3/s
1005 | Fan:VariableVolume | 3+4NP AHU SUPPLY FAN | Design Size Maximum Flow Rate | 3.0027 | m3/s
1006 | Coil:Heating:Water | 3+4NP AHU HEATING COIL | Design Size Design Coil Load | 30163.6364 | W
1007 | Coil:Heating:Water | 3+4NP AHU HEATING COIL | Design Size Maximum Water Flow Rate | 0.00072083 | m3/s
1008 | Coil:Heating:Water | 3+4NP AHU HEATING COIL | Design Size U-Factor Times Area Value | 425.1692 | W/K
1009 | Controller:WaterCoil | 3+4NP AHU HEATING COIL CONTROLLER | Maximum Actuated Flow | 0.00072083 | m3/s
1010 | Controller:WaterCoil | 3+4NP AHU HEATING COIL CONTROLLER | Controller Convergence Tolerance | 0.00066061
1011 | Fan:VariableVolume | 5NP AHU EXTRACT FAN | Design Size Maximum Flow Rate | 9.5229 | m3/s
1012 | Controller:OutdoorAir | 5NP AHU OUTDOOR AIR CONTROLLER | Maximum Outdoor Air Flow Rate | 9.5229 | m3/s
1013 | Controller:OutdoorAir | 5NP AHU OUTDOOR AIR CONTROLLER | Minimum Outdoor Air Flow Rate | 2.6629 | m3/s
1014 | HeatExchanger:AirToAir:SensibleAndLatent | 5NP AHU HEAT RECOVERY DEVICE | Nominal Supply Air Flow Rate | 2.6629 | m3/s
1015 | Fan:VariableVolume | 5NP AHU SUPPLY FAN | Design Size Maximum Flow Rate | 9.5229 | m3/s
1016 | Coil:Cooling:DX:SingleSpeed | 5NP AHU UNITARY COOLING COIL DX COOLING COIL | Design Size Rated Air Flow Rate | 9.5229 | m3/s
1017 | Coil:Cooling:DX:SingleSpeed | 5NP AHU UNITARY COOLING COIL DX COOLING COIL | Design Size Rated Total Cooling Capacity (gross) | 236477.2992 | W
1018 | Coil:Cooling:DX:SingleSpeed | 5NP AHU UNITARY COOLING COIL DX COOLING COIL | Design Size Rated Sensible Heat Ratio | 0.67608
1019 | Coil:Cooling:DX:SingleSpeed | 5NP AHU UNITARY COOLING COIL DX COOLING COIL | Design Size Evaporative Condenser Air Flow Rate | 26.9584 | m3/s
1020 | Coil:Heating:Water | 5NP AHU HEATING COIL | Design Size Design Coil Load | 87840.4782 | W
1021 | Coil:Heating:Water | 5NP AHU HEATING COIL | Design Size Maximum Water Flow Rate | 0.00038166 | m3/s
1022 | Coil:Heating:Water | 5NP AHU HEATING COIL | Design Size U-Factor Times Area Value | 2222.9664 | W/K
1023 | Controller:WaterCoil | 5NP AHU HEATING COIL CONTROLLER | Maximum Actuated Flow | 0.00038166 | m3/s
1024 | Controller:WaterCoil | 5NP AHU HEATING COIL CONTROLLER | Controller Convergence Tolerance | 0.001
1025 | Fan:VariableVolume | 6NP AHU EXTRACT FAN | Design Size Maximum Flow Rate | 6.59 | m3/s
1026 | Controller:OutdoorAir | 6NP AHU OUTDOOR AIR CONTROLLER | Maximum Outdoor Air Flow Rate | 6.59 | m3/s
1027 | Controller:OutdoorAir | 6NP AHU OUTDOOR AIR CONTROLLER | Minimum Outdoor Air Flow Rate | 2.6629 | m3/s
1028 | HeatExchanger:AirToAir:SensibleAndLatent | 6NP AHU HEAT RECOVERY DEVICE | Nominal Supply Air Flow Rate | 2.6629 | m3/s
1029 | Fan:VariableVolume | 6NP AHU SUPPLY FAN | Design Size Maximum Flow Rate | 6.59 | m3/s
1030 | Coil:Cooling:DX:SingleSpeed | 6NP AHU UNITARY COOLING COIL DX COOLING COIL | Design Size Rated Air Flow Rate | 6.59 | m3/s
1031 | Coil:Cooling:DX:SingleSpeed | 6NP AHU UNITARY COOLING COIL DX COOLING COIL | Design Size Rated Total Cooling Capacity (gross) | 163645.2448 | W
1032 | Coil:Cooling:DX:SingleSpeed | 6NP AHU UNITARY COOLING COIL DX COOLING COIL | Design Size Rated Sensible Heat Ratio | 0.67608
1033 | Coil:Cooling:DX:SingleSpeed | 6NP AHU UNITARY COOLING COIL DX COOLING COIL | Design Size Evaporative Condenser Air Flow Rate | 18.6556 | m3/s
1034 | Coil:Heating:Water | 6NP AHU HEATING COIL | Design Size Design Coil Load | 66199.0555 | W
1035 | Coil:Heating:Water | 6NP AHU HEATING COIL | Design Size Maximum Water Flow Rate | 0.00028763 | m3/s
1036 | Coil:Heating:Water | 6NP AHU HEATING COIL | Design Size U-Factor Times Area Value | 1627.6019 | W/K
1037 | Controller:WaterCoil | 6NP AHU HEATING COIL CONTROLLER | Maximum Actuated Flow | 0.00028763 | m3/s
1038 | Controller:WaterCoil | 6NP AHU HEATING COIL CONTROLLER | Controller Convergence Tolerance | 0.001
1039 | Fan:ConstantVolume | AIR LOOP AHU EXTRACT FAN | Design Size Maximum Flow Rate | 0.81715 | m3/s
1040 | Controller:OutdoorAir | AIR LOOP AHU OUTDOOR AIR CONTROLLER | Maximum Outdoor Air Flow Rate | 0.81715 | m3/s
1041 | Controller:OutdoorAir | AIR LOOP AHU OUTDOOR AIR CONTROLLER | Minimum Outdoor Air Flow Rate | 0.81715 | m3/s
1042 | HeatExchanger:AirToAir:SensibleAndLatent | AIR LOOP AHU HEAT RECOVERY DEVICE | Nominal Supply Air Flow Rate | 0.81715 | m3/s
1043 | Coil:Heating:Electric | AIR LOOP AHU HEATING COIL/1 | Design Size Nominal Capacity | 28335.7729 | W
1044 | Fan:ConstantVolume | AIR LOOP AHU SUPPLY FAN/1 | Design Size Maximum Flow Rate | 0.81715 | m3/s
1045 | Boiler:HotWater | BOILER | Nominal Capacity | 231666.6249 | W
1046 | Boiler:HotWater | BOILER | Design Water Flow Rate | 0.0010039 | m3/s
1047 | PlantLoop | AHU HEATING | Maximum Loop Flow Rate | 0.0010039 | m3/s
1048 | PlantLoop | AHU HEATING | Plant Loop Volume | 2.2589 | m3
1049 | PlantLoop | DHW LOOP | Maximum Loop Flow Rate | 0.00015 | m3/s
1050 | PlantLoop | DHW LOOP | Plant Loop Volume | 0.3375 | m3
1051 | Boiler:HotWater | BOILER/1 | Nominal Capacity | 38148.7978 | W
1052 | Boiler:HotWater | BOILER/1 | Design Water Flow Rate | 0.00090926 | m3/s
1053 | PlantLoop | 3+4 NP HEATING | Maximum Loop Flow Rate | 0.00090926 | m3/s
1054 | PlantLoop | 3+4 NP HEATING | Plant Loop Volume | 2.0458 | m3
1055 | Boiler:HotWater | BOILER/1/1 | Nominal Capacity | 262647.6232 | W
1056 | Boiler:HotWater | BOILER/1/1 | Design Water Flow Rate | 0.0062542 | m3/s
1057 | PlantLoop | 5 NP HEATING | Maximum Loop Flow Rate | 0.0062542 | m3/s
1058 | PlantLoop | 5 NP HEATING | Plant Loop Volume | 14.0718 | m3
1059 | Boiler:HotWater | BOILER/1/1/1 | Nominal Capacity | 176653.2421 | W
1060 | Boiler:HotWater | BOILER/1/1/1 | Design Water Flow Rate | 0.0042065 | m3/s
1061 | PlantLoop | 6 NP HEATING | Maximum Loop Flow Rate | 0.0042065 | m3/s
1062 | PlantLoop | 6 NP HEATING | Plant Loop Volume | 9.4645 | m3
1063 | Boiler:HotWater | BOILER/1/1/1/1 | Nominal Capacity | 29894.9296 | W
1064 | Boiler:HotWater | BOILER/1/1/1/1 | Design Water Flow Rate | 0.00071186 | m3/s
1065 | PlantLoop | HW LOOP | Maximum Loop Flow Rate | 0.00071186 | m3/s
1066 | PlantLoop | HW LOOP | Plant Loop Volume | 1.6017 | m3
1067 | Boiler:HotWater | BOILER/1/1/1/1/1 | Nominal Capacity | 302717.4978 | W
1068 | Boiler:HotWater | BOILER/1/1/1/1/1 | Design Water Flow Rate | 0.0072083 | m3/s
1069 | PlantLoop | HW LOOP/1 | Maximum Loop Flow Rate | 0.0072083 | m3/s
1070 | PlantLoop | HW LOOP/1 | Plant Loop Volume | 16.2187 | m3
1071 | WaterHeater:Mixed | WATER HEATER | Use Side Design Flow Rate | 0.00015 | m3/s
1072 | WaterHeater:Mixed | WATER HEATER | Tank Volume | 0.324 | m3
1073 | WaterHeater:Mixed | WATER HEATER | Maximum Heater Capacity | 26654.1069 | W
1074 | Pump:ConstantSpeed | AHU HEATING SUPPLY PUMP | Rated Flow Rate | 0.0010039 | m3/s
1075 | Pump:ConstantSpeed | AHU HEATING SUPPLY PUMP | Rated Power Consumption | 429.2737 | W
1076 | Pump:ConstantSpeed | DHW LOOP SUPPLY PUMP | Rated Flow Rate | 0.00015 | m3/s
1077 | Pump:ConstantSpeed | DHW LOOP SUPPLY PUMP | Rated Power Consumption | 0.0038462 | W
1078 | Pump:ConstantSpeed | 3+4 NP HEATING SUPPLY PUMP | Rated Flow Rate | 0.00090926 | m3/s
1079 | Pump:ConstantSpeed | 3+4 NP HEATING SUPPLY PUMP | Rated Power Consumption | 25.9049 | W
1080 | Pump:ConstantSpeed | 5 NP HEATING SUPPLY PUMP | Rated Flow Rate | 0.0062542 | m3/s
1081 | Pump:ConstantSpeed | 5 NP HEATING SUPPLY PUMP | Rated Power Consumption | 178.181 | W
1082 | Pump:ConstantSpeed | 6 NP HEATING SUPPLY PUMP | Rated Flow Rate | 0.0042065 | m3/s
1083 | Pump:ConstantSpeed | 6 NP HEATING SUPPLY PUMP | Rated Power Consumption | 119.8421 | W
1084 | Pump:ConstantSpeed | HW LOOP SUPPLY PUMP | Rated Flow Rate | 0.00071186 | m3/s
1085 | Pump:ConstantSpeed | HW LOOP SUPPLY PUMP | Rated Power Consumption | 20.2808 | W
1086 | Pump:ConstantSpeed | HW LOOP/1 SUPPLY PUMP | Rated Flow Rate | 0.0072083 | m3/s
1087 | Pump:ConstantSpeed | HW LOOP/1 SUPPLY PUMP | Rated Power Consumption | 205.3645 | W

## NominalVentilation
| NominalVentilationIndex | ObjectName | ZoneIndex | ScheduleIndex | DesignLevel
0 | EMPTY | EMPTY | EMPTY | EMPTY | EMPTY

## DaylightMapHourlyReports
| HourlyReportIndex | MapNumber | Month | DayOfMonth | Hour
0 | EMPTY | EMPTY | EMPTY | EMPTY | EMPTY

## Zones
| ZoneIndex | ZoneName | RelNorth | OriginX | OriginY | OriginZ | CentroidX | CentroidY | CentroidZ | OfType | Multiplier | ListMultiplier | MinimumX | MaximumX | MinimumY | MaximumY | MinimumZ | MaximumZ | CeilingHeight | Volume | InsideConvectionAlgo | OutsideConvectionAlgo | FloorArea | ExtGrossWallArea | ExtNetWallArea | ExtWindowArea | IsPartOfTotalArea
0 | 1 | 3NP:CORR1 | 0 | 0 | 0 | 0 | 6.7563 | -0.23941 | 1.6625 | 1 | 1 | 1 | 3.3983 | 8.6965 | -3.3 | 3.807 | 0 | 3.325 | 3.325 | 76.4243 | 2 | 7 | 22.9848 | 9.6368 | 3.9443 | 2.5627 | 1
1 | 2 | 3NP:CORR2 | 0 | 0 | 0 | 0 | 14.114 | 4.0065 | 1.6621 | 1 | 1 | 1 | 8.6234 | 21.1983 | -5.9 | 15.007 | 0 | 3.325 | 3.325 | 353.4707 | 2 | 7 | 106.307 | 22.9214 | 8.6901 | 5.1253 | 1
2 | 3 | 3NP:CORR3 | 0 | 0 | 0 | 0 | 22.5982 | -5.2468 | 1.6625 | 1 | 1 | 1 | 16.5983 | 28.7053 | -11.7 | 6.9 | 0 | 3.325 | 3.325 | 242.4098 | 2 | 7 | 72.9052 | 11.97 | 6.2775 | 2.5627 | 1
3 | 4 | 3NP:OFF1 | 0 | 0 | 0 | 0 | 26.0518 | 0.1 | 1.6625 | 1 | 1 | 1 | 23.3983 | 28.7053 | -8.1 | 8.3 | 0 | 3.325 | 3.325 | 289.3907 | 2 | 7 | 87.0348 | 54.53 | 17.5287 | 2.5627 | 1
4 | 5 | 3NP:STORE1 | 0 | 0 | 0 | 0 | 9.5573 | -3.0108 | 1.6625 | 1 | 1 | 1 | 8.6914 | 10.4448 | -5.9 | -0.1 | 0 | 3.325 | 3.325 | 33.336 | 2 | 7 | 10.0259 | 0 | 0 | 0 | 1
5 | 6 | 3NP:WC1 | 0 | 0 | 0 | 0 | 11.9099 | -2.9924 | 1.6625 | 1 | 1 | 1 | 10.3983 | 13.3983 | -5.9 | -0.1 | 0 | 3.325 | 3.325 | 57.4058 | 2 | 7 | 17.2649 | 0 | 0 | 0 | 1
6 | 7 | 3NP:WC2 | 0 | 0 | 0 | 0 | 18.6983 | -1.1 | 1.6625 | 1 | 1 | 1 | 16.1983 | 21.1983 | -2.5 | 0.3 | 0 | 3.325 | 3.325 | 46.55 | 2 | 7 | 14 | 0 | 0 | 0 | 1
7 | 8 | 3NP:SHAFT1 | 0 | 0 | 0 | 0 | 4.4916 | -4.7534 | 1.6625 | 1 | 1 | 1 | 0.29125 | 8.6928 | -6.207 | -3.3 | 0 | 3.325 | 3.325 | 81.1999 | 2 | 7 | 24.421 | 37.5958 | 14.8258 | 5.1253 | 1
8 | 9 | 3NP:STORE | 0 | 0 | 0 | 0 | 18.6983 | -4.4 | 1.6625 | 1 | 1 | 1 | 16.1983 | 21.1983 | -5.3 | -3.5 | 0 | 3.325 | 3.325 | 29.925 | 2 | 7 | 9 | 0 | 0 | 0 | 1
9 | 10 | 3NP:MECH | 0 | 0 | 0 | 0 | 10.3904 | -7.1692 | 1.6625 | 1 | 1 | 1 | 8.6913 | 12.1983 | -8.5 | -5.9 | 0 | 3.325 | 3.325 | 30.3179 | 2 | 7 | 9.1182 | 7.6242 | 7.6242 | 0 | 1
10 | 11 | 3NP:CORR4 | 0 | 0 | 0 | 0 | 14.6397 | -8.5448 | 1.6625 | 1 | 1 | 1 | 12.1983 | 16.5983 | -11.7 | -5.9 | 0 | 3.325 | 3.325 | 61.712 | 2 | 7 | 18.56 | 0 | 0 | 0 | 1
11 | 12 | 3NP:WC3 | 0 | 0 | 0 | 0 | 18.6983 | -7.1 | 1.6625 | 1 | 1 | 1 | 16.1983 | 21.1983 | -8.9 | -5.3 | 0 | 3.325 | 3.325 | 59.85 | 2 | 7 | 18 | 0 | 0 | 0 | 1
12 | 13 | 3NP:CORR | 0 | 0 | 0 | 0 | 1.8448 | 0.2535 | 1.6625 | 1 | 1 | 1 | 0.29125 | 3.3983 | -3.3 | 3.807 | 0 | 3.325 | 3.325 | 73.4208 | 2 | 7 | 22.0814 | 33.9616 | 14.0378 | 5.1253 | 1
13 | 14 | 3NP:SHAFT2 | 0 | 0 | 0 | 0 | 18.6983 | -3 | 1.6625 | 1 | 1 | 1 | 16.1983 | 21.1983 | -3.5 | -2.5 | 0 | 3.325 | 3.325 | 16.625 | 2 | 7 | 5 | 0 | 0 | 0 | 1
14 | 15 | 3NP:SHAFT3 | 0 | 0 | 0 | 0 | 4.5983 | 0.7535 | 1.6625 | 1 | 1 | 1 | 3.3983 | 5.7983 | -2.3 | 3.807 | 0 | 3.325 | 3.325 | 48.7339 | 2 | 7 | 14.6568 | 7.98 | 5.1338 | 2.5627 | 1
15 | 16 | 3NP:OFF2 | 0 | 0 | 0 | 0 | 11.3457 | -10.402 | 1.6608 | 1 | 1 | 1 | 8.6913 | 13.9983 | -12.3 | -8.5 | 0 | 3.325 | 3.325 | 67.0539 | 2 | 7 | 20.1666 | 12.635 | 12.635 | 0 | 1
16 | 17 | 3NP:LOBBY | 0 | 0 | 0 | 0 | 12.6532 | -16.6594 | 1.6625 | 1 | 1 | 1 | 8.6913 | 16.5983 | -21.407 | -11.7 | 0 | 3.325 | 3.325 | 239.5511 | 2 | 7 | 72.0454 | 73.8615 | 45.3991 | 5.1253 | 1
17 | 18 | 3NP:OFF3 | 0 | 0 | 0 | 0 | 22.6518 | -13.9535 | 1.6625 | 1 | 1 | 1 | 16.5983 | 28.7053 | -16.207 | -11.7 | 0 | 3.325 | 3.325 | 181.4328 | 2 | 7 | 54.5662 | 55.2415 | 18.2403 | 5.1253 | 1
18 | 19 | 3NP:SHAFT | 0 | 0 | 0 | 0 | 18.6983 | 6.5 | 1.6625 | 1 | 1 | 1 | 16.1983 | 21.1983 | 6.1 | 6.9 | 0 | 3.325 | 3.325 | 13.3 | 2 | 7 | 4 | 0 | 0 | 0 | 1
19 | 20 | 3NP:WC4 | 0 | 0 | 0 | 0 | 18.6983 | 4.2 | 1.6625 | 1 | 1 | 1 | 16.1983 | 21.1983 | 2.3 | 6.1 | 0 | 3.325 | 3.325 | 63.175 | 2 | 7 | 19 | 0 | 0 | 0 | 1
20 | 21 | 3NP:OFF4 | 0 | 0 | 0 | 0 | 22.1334 | 9.9276 | 1.6625 | 1 | 1 | 1 | 16.1983 | 28.7053 | 6.9 | 12.5 | 0 | 3.325 | 3.325 | 208.1763 | 2 | 7 | 62.6094 | 13.965 | 5.4262 | 2.5627 | 1
21 | 22 | 3NP:OFF5 | 0 | 0 | 0 | 0 | 20.9759 | 16.6388 | 1.6625 | 1 | 1 | 1 | 16.1983 | 24.5983 | 12.5 | 21.407 | 0 | 3.325 | 3.325 | 165.5975 | 2 | 7 | 49.8038 | 23.784 | 12.399 | 2.5627 | 1
22 | 23 | 3NP:OFF6 | 0 | 0 | 0 | 0 | 26.6518 | 16.9535 | 1.6625 | 1 | 1 | 1 | 24.5983 | 28.7053 | 12.5 | 21.407 | 0 | 3.325 | 3.325 | 121.632 | 2 | 7 | 36.581 | 43.2715 | 14.809 | 5.1253 | 1
23 | 24 | 3NP:WC | 0 | 0 | 0 | 0 | 21.5983 | 16.6 | 1.6625 | 1 | 1 | 1 | 20.3983 | 22.7983 | 15.3 | 17.9 | 0 | 3.325 | 3.325 | 20.748 | 2 | 7 | 6.24 | 0 | 0 | 0 | 1
24 | 25 | 3NP:OFF7 | 0 | 0 | 0 | 0 | 18.5294 | 17.2653 | 1.6625 | 1 | 1 | 1 | 16.5081 | 20.3983 | 15.3 | 20.7987 | 0 | 3.325 | 3.325 | 34.5691 | 2 | 7 | 10.3967 | 19.3332 | 7.9482 | 2.5626 | 1
25 | 26 | 3NP:OFF | 0 | 0 | 0 | 0 | 10.9789 | 11.4708 | 1.6625 | 1 | 1 | 1 | 8.4965 | 13.3983 | 7.9 | 15.007 | 0 | 3.325 | 3.325 | 114.332 | 2 | 7 | 34.3856 | 39.9328 | 14.3165 | 5.1253 | 1
26 | 27 | 4NP:CORR1 | 0 | 0 | 0 | 0 | 1.8448 | 0.2535 | 4.9875 | 1 | 1 | 1 | 0.29125 | 3.3983 | -3.3 | 3.807 | 3.325 | 6.65 | 3.325 | 73.4208 | 2 | 7 | 22.0814 | 33.9616 | 14.0378 | 5.1253 | 1
27 | 28 | 4NP:CORR2 | 0 | 0 | 0 | 0 | 6.6085 | -0.26496 | 4.9875 | 1 | 1 | 1 | 3.3983 | 8.3983 | -3.3 | 3.807 | 3.325 | 6.65 | 3.325 | 69.42 | 2 | 7 | 20.8782 | 8.645 | 2.9525 | 2.5627 | 1
28 | 29 | 4NP:MECH1 | 0 | 0 | 0 | 0 | 9.3983 | -3 | 4.9875 | 1 | 1 | 1 | 8.3983 | 10.3983 | -5.9 | -0.1 | 3.325 | 6.65 | 3.325 | 38.57 | 2 | 7 | 11.6 | 0 | 0 | 0 | 1
29 | 30 | 4NP:WC1 | 0 | 0 | 0 | 0 | 11.8983 | -3 | 4.9875 | 1 | 1 | 1 | 10.3983 | 13.3983 | -5.9 | -0.1 | 3.325 | 6.65 | 3.325 | 57.855 | 2 | 7 | 17.4 | 0 | 0 | 0 | 1
30 | 31 | 4NP:CORR3 | 0 | 0 | 0 | 0 | 14.1937 | 1.6445 | 4.9875 | 1 | 1 | 1 | 8.3983 | 21.1983 | -5.9 | 7.9 | 3.325 | 6.65 | 3.325 | 260.0574 | 2 | 7 | 78.2128 | 1.2834 | 1.2834 | 0 | 1
31 | 32 | 4NP:SHAFT1 | 0 | 0 | 0 | 0 | 18.6983 | -3 | 4.9875 | 1 | 1 | 1 | 16.1983 | 21.1983 | -3.5 | -2.5 | 3.325 | 6.65 | 3.325 | 16.625 | 2 | 7 | 5 | 0 | 0 | 0 | 1
32 | 33 | 4NP:CORR4 | 0 | 0 | 0 | 0 | 22.2983 | -2.7 | 4.9875 | 1 | 1 | 1 | 21.1983 | 23.3983 | -12.3 | 6.9 | 3.325 | 6.65 | 3.325 | 140.448 | 2 | 7 | 42.24 | 0 | 0 | 0 | 1
33 | 34 | 4NP:OFF1 | 0 | 0 | 0 | 0 | 26.0518 | 0.1 | 4.9875 | 1 | 1 | 1 | 23.3983 | 28.7053 | -8.1 | 8.3 | 3.325 | 6.65 | 3.325 | 289.3907 | 2 | 7 | 87.0348 | 54.53 | 17.5287 | 2.5627 | 1
34 | 35 | 4NP:SHAFT2 | 0 | 0 | 0 | 0 | 4.5983 | 0.7535 | 4.9875 | 1 | 1 | 1 | 3.3983 | 5.7983 | -2.3 | 3.807 | 3.325 | 6.65 | 3.325 | 48.7339 | 2 | 7 | 14.6568 | 7.98 | 5.1338 | 2.5627 | 1
35 | 36 | 4NP:SHAFT3 | 0 | 0 | 0 | 0 | 4.3448 | -4.7535 | 4.9875 | 1 | 1 | 1 | 0.29125 | 8.3983 | -6.207 | -3.3 | 3.325 | 6.65 | 3.325 | 78.3604 | 2 | 7 | 23.567 | 36.6215 | 13.8515 | 5.1253 | 1
36 | 37 | 4NP:CORR5 | 0 | 0 | 0 | 0 | 12.8285 | -11.0177 | 4.9881 | 1 | 1 | 1 | 8.3983 | 16.5983 | -16.1 | -5.9 | 3.325 | 6.65 | 3.3309 | 197.7732 | 2 | 7 | 59.4807 | 21.3661 | 9.9811 | 5.1253 | 1
37 | 38 | 4NP:STORE | 0 | 0 | 0 | 0 | 17.5983 | -7.4 | 4.9875 | 1 | 1 | 1 | 16.1983 | 18.9983 | -8.9 | -5.9 | 3.325 | 6.65 | 3.325 | 27.93 | 2 | 7 | 8.4 | 0 | 0 | 0 | 1
38 | 39 | 4NP:SHAFT4 | 0 | 0 | 0 | 0 | 20.0983 | -6.3 | 4.9875 | 1 | 1 | 1 | 18.9983 | 21.1983 | -6.7 | -5.9 | 3.325 | 6.65 | 3.325 | 5.852 | 2 | 7 | 1.76 | 0 | 0 | 0 | 1
39 | 40 | 4NP:KITCH | 0 | 0 | 0 | 0 | 18.6983 | -4.7 | 4.9875 | 1 | 1 | 1 | 16.1983 | 21.1983 | -5.9 | -3.5 | 3.325 | 6.65 | 3.325 | 39.9 | 2 | 7 | 12 | 0 | 0 | 0 | 1
40 | 41 | 4NP:WC2 | 0 | 0 | 0 | 0 | 18.6983 | -1.1 | 4.9875 | 1 | 1 | 1 | 16.1983 | 21.1983 | -2.5 | 0.3 | 3.325 | 6.65 | 3.325 | 46.55 | 2 | 7 | 14 | 0 | 0 | 0 | 1
41 | 42 | 4NP:OFF2 | 0 | 0 | 0 | 0 | 11.3501 | -10.4099 | 4.9875 | 1 | 1 | 1 | 8.6913 | 13.9983 | -12.3 | -8.5 | 3.325 | 6.65 | 3.325 | 66.7018 | 2 | 7 | 20.0607 | 12.5023 | 3.9636 | 2.5627 | 1
42 | 43 | 4NP:OFF3 | 0 | 0 | 0 | 0 | 18.8983 | -10.6 | 4.9875 | 1 | 1 | 1 | 16.5983 | 21.1983 | -12.3 | -8.9 | 3.325 | 6.65 | 3.325 | 52.003 | 2 | 7 | 15.64 | 0 | 0 | 0 | 1
43 | 44 | 4NP:OFF4 | 0 | 0 | 0 | 0 | 26.0518 | -10.2 | 4.9875 | 1 | 1 | 1 | 23.3983 | 28.7053 | -12.3 | -8.1 | 3.325 | 6.65 | 3.325 | 74.1123 | 2 | 7 | 22.2894 | 13.965 | 5.4262 | 2.5627 | 1
44 | 45 | 4NP:WC3 | 0 | 0 | 0 | 0 | 20.0983 | -7.8 | 4.9875 | 1 | 1 | 1 | 18.9983 | 21.1983 | -8.9 | -6.7 | 3.325 | 6.65 | 3.325 | 16.093 | 2 | 7 | 4.84 | 0 | 0 | 0 | 1
45 | 46 | 4NP:MECH | 0 | 0 | 0 | 0 | 18.6983 | 13.2 | 4.9875 | 1 | 1 | 1 | 16.1983 | 21.1983 | 11.9 | 14.5 | 3.325 | 6.65 | 3.325 | 43.225 | 2 | 7 | 13 | 0 | 0 | 0 | 1
46 | 47 | 4NP:CORR6 | 0 | 0 | 0 | 0 | 22.8954 | 13.4496 | 4.9929 | 1 | 1 | 1 | 16.1983 | 28.7053 | 6.9 | 16.7 | 3.325 | 6.65 | 3.3754 | 185.9034 | 2 | 7 | 55.9108 | 14.63 | 6.0912 | 2.5627 | 1
47 | 48 | 4NP:OFFICE | 0 | 0 | 0 | 0 | 18.6983 | 9.4 | 4.9875 | 1 | 1 | 1 | 16.1983 | 21.1983 | 6.9 | 11.9 | 3.325 | 6.65 | 3.325 | 83.125 | 2 | 7 | 25 | 0 | 0 | 0 | 1
48 | 49 | 4NP:OFF5 | 0 | 0 | 0 | 0 | 26.0518 | 10.3 | 4.9875 | 1 | 1 | 1 | 23.3983 | 28.7053 | 8.3 | 12.3 | 3.325 | 6.65 | 3.325 | 70.5831 | 2 | 7 | 21.228 | 13.3 | 4.7613 | 2.5627 | 1
49 | 50 | 4NP:SHAFT | 0 | 0 | 0 | 0 | 18.6983 | 6.5 | 4.9875 | 1 | 1 | 1 | 16.1983 | 21.1983 | 6.1 | 6.9 | 3.325 | 6.65 | 3.325 | 13.3 | 2 | 7 | 4 | 0 | 0 | 0 | 1
50 | 51 | 4NP:WC | 0 | 0 | 0 | 0 | 18.6983 | 4.2 | 4.9875 | 1 | 1 | 1 | 16.1983 | 21.1983 | 2.3 | 6.1 | 3.325 | 6.65 | 3.325 | 63.175 | 2 | 7 | 19 | 0 | 0 | 0 | 1
51 | 52 | 4NP:CORR | 0 | 0 | 0 | 0 | 13.3845 | 13.2397 | 4.9875 | 1 | 1 | 1 | 8.6913 | 16.1983 | 7.9 | 16.7 | 3.325 | 6.65 | 3.325 | 125.7502 | 2 | 7 | 37.8196 | 9.31 | 3.6175 | 2.5627 | 1
52 | 53 | 4NP:OFF6 | 0 | 0 | 0 | 0 | 9.8096 | 5.8451 | 4.9875 | 1 | 1 | 1 | 8.6913 | 10.9983 | 3.9 | 7.9 | 3.325 | 6.65 | 3.3251 | 30.6831 | 2 | 7 | 9.228 | 13.3 | 4.7613 | 2.5627 | 1
53 | 54 | 4NP:OFF7 | 0 | 0 | 0 | 0 | 11.0448 | 10.9 | 4.9875 | 1 | 1 | 1 | 8.6913 | 13.3983 | 7.9 | 13.9 | 3.325 | 6.65 | 3.325 | 93.9046 | 2 | 7 | 28.242 | 19.95 | 8.565 | 2.5627 | 1
54 | 55 | 4NP:OFF8 | 0 | 0 | 0 | 0 | 12.6448 | -18.7535 | 4.9875 | 1 | 1 | 1 | 8.6913 | 16.5983 | -21.407 | -16.1 | 3.325 | 6.65 | 3.325 | 139.5251 | 2 | 7 | 41.9624 | 43.9365 | 15.4741 | 5.1253 | 1
55 | 56 | 4NP:OFF9 | 0 | 0 | 0 | 0 | 22.6518 | -18.9535 | 4.9875 | 1 | 1 | 1 | 16.5983 | 28.7053 | -21.407 | -16.5 | 3.325 | 6.65 | 3.325 | 197.5351 | 2 | 7 | 59.409 | 56.5716 | 16.724 | 5.1253 | 1
56 | 57 | 4NP:LOBBY | 0 | 0 | 0 | 0 | 22.6518 | -14.4 | 4.9875 | 1 | 1 | 1 | 16.5983 | 28.7053 | -16.5 | -12.3 | 3.325 | 6.65 | 3.325 | 169.0743 | 2 | 7 | 50.8494 | 13.965 | 5.4262 | 2.5627 | 1
57 | 58 | 4NP:OFF | 0 | 0 | 0 | 0 | 18.6805 | 19.0638 | 4.9875 | 1 | 1 | 1 | 8.6913 | 28.7053 | 16.7 | 21.407 | 3.325 | 6.65 | 3.325 | 313.2346 | 2 | 7 | 94.2059 | 97.8481 | 35.2306 | 7.6879 | 1
58 | 59 | 5NP:CORR1 | 0 | 0 | 0 | 0 | 1.8448 | 0.2535 | 8.3125 | 1 | 1 | 1 | 0.29125 | 3.3983 | -3.3 | 3.807 | 6.65 | 9.975 | 3.325 | 73.4208 | 2 | 7 | 22.0814 | 33.9616 | 14.0378 | 5.1253 | 1
59 | 60 | 5NP:CORR2 | 0 | 0 | 0 | 0 | 6.6085 | -0.26496 | 8.3125 | 1 | 1 | 1 | 3.3983 | 8.3983 | -3.3 | 3.807 | 6.65 | 9.975 | 3.325 | 69.42 | 2 | 7 | 20.8782 | 8.645 | 2.9525 | 2.5627 | 1
60 | 61 | 5NP:MECH1 | 0 | 0 | 0 | 0 | 9.3983 | -3 | 8.3125 | 1 | 1 | 1 | 8.3983 | 10.3983 | -5.9 | -0.1 | 6.65 | 9.975 | 3.325 | 38.57 | 2 | 7 | 11.6 | 0 | 0 | 0 | 1
61 | 62 | 5NP:WC1 | 0 | 0 | 0 | 0 | 11.8983 | -3 | 8.3125 | 1 | 1 | 1 | 10.3983 | 13.3983 | -5.9 | -0.1 | 6.65 | 9.975 | 3.325 | 57.855 | 2 | 7 | 17.4 | 0 | 0 | 0 | 1
62 | 63 | 5NP:CORR3 | 0 | 0 | 0 | 0 | 14.2202 | 1.623 | 8.3125 | 1 | 1 | 1 | 8.3983 | 21.1983 | -5.9 | 7.9 | 6.65 | 9.975 | 3.325 | 260.0574 | 2 | 7 | 78.2128 | 1.2834 | 1.2834 | 0 | 1
63 | 64 | 5NP:SHAFT1 | 0 | 0 | 0 | 0 | 18.6983 | -3 | 8.3125 | 1 | 1 | 1 | 16.1983 | 21.1983 | -3.5 | -2.5 | 6.65 | 9.975 | 3.325 | 16.625 | 2 | 7 | 5 | 0 | 0 | 0 | 1
64 | 65 | 5NP:CORR4 | 0 | 0 | 0 | 0 | 22.2983 | -2.7 | 8.3125 | 1 | 1 | 1 | 21.1983 | 23.3983 | -12.3 | 6.9 | 6.65 | 9.975 | 3.325 | 140.448 | 2 | 7 | 42.24 | 0 | 0 | 0 | 1
65 | 66 | 5NP:OFF1 | 0 | 0 | 0 | 0 | 26.0518 | 0.1 | 8.3125 | 1 | 1 | 1 | 23.3983 | 28.7053 | -8.1 | 8.3 | 6.65 | 9.975 | 3.325 | 289.3907 | 2 | 7 | 87.0348 | 54.53 | 17.5287 | 2.5627 | 1
66 | 67 | 5NP:SHAFT2 | 0 | 0 | 0 | 0 | 4.5983 | 0.7535 | 8.3125 | 1 | 1 | 1 | 3.3983 | 5.7983 | -2.3 | 3.807 | 6.65 | 9.975 | 3.325 | 48.7339 | 2 | 7 | 14.6568 | 7.98 | 5.1338 | 2.5627 | 1
67 | 68 | 5NP:SHAFT3 | 0 | 0 | 0 | 0 | 4.3448 | -4.7535 | 8.3125 | 1 | 1 | 1 | 0.29125 | 8.3983 | -6.207 | -3.3 | 6.65 | 9.975 | 3.325 | 78.3604 | 2 | 7 | 23.567 | 36.6215 | 13.8515 | 5.1253 | 1
68 | 69 | 5NP:CORR5 | 0 | 0 | 0 | 0 | 12.8276 | -11.0167 | 8.3125 | 1 | 1 | 1 | 8.3983 | 16.5983 | -16.1 | -5.9 | 6.65 | 9.975 | 3.325 | 197.7732 | 2 | 7 | 59.4807 | 21.3661 | 9.9811 | 5.1253 | 1
69 | 70 | 5NP:STORE | 0 | 0 | 0 | 0 | 17.5983 | -7.4 | 8.3125 | 1 | 1 | 1 | 16.1983 | 18.9983 | -8.9 | -5.9 | 6.65 | 9.975 | 3.325 | 27.93 | 2 | 7 | 8.4 | 0 | 0 | 0 | 1
70 | 71 | 5NP:SHAFT4 | 0 | 0 | 0 | 0 | 20.0983 | -6.3 | 8.3125 | 1 | 1 | 1 | 18.9983 | 21.1983 | -6.7 | -5.9 | 6.65 | 9.975 | 3.325 | 5.852 | 2 | 7 | 1.76 | 0 | 0 | 0 | 1
71 | 72 | 5NP:KITCH | 0 | 0 | 0 | 0 | 18.6983 | -4.7 | 8.3125 | 1 | 1 | 1 | 16.1983 | 21.1983 | -5.9 | -3.5 | 6.65 | 9.975 | 3.325 | 39.9 | 2 | 7 | 12 | 0 | 0 | 0 | 1
72 | 73 | 5NP:WC2 | 0 | 0 | 0 | 0 | 18.6983 | -1.1 | 8.3125 | 1 | 1 | 1 | 16.1983 | 21.1983 | -2.5 | 0.3 | 6.65 | 9.975 | 3.325 | 46.55 | 2 | 7 | 14 | 0 | 0 | 0 | 1
73 | 74 | 5NP:OFF2 | 0 | 0 | 0 | 0 | 11.3501 | -10.4099 | 8.3125 | 1 | 1 | 1 | 8.6913 | 13.9983 | -12.3 | -8.5 | 6.65 | 9.975 | 3.325 | 66.7018 | 2 | 7 | 20.0607 | 12.5023 | 3.9636 | 2.5627 | 1
74 | 75 | 5NP:OFF3 | 0 | 0 | 0 | 0 | 18.8983 | -10.6 | 8.3125 | 1 | 1 | 1 | 16.5983 | 21.1983 | -12.3 | -8.9 | 6.65 | 9.975 | 3.325 | 52.003 | 2 | 7 | 15.64 | 0 | 0 | 0 | 1
75 | 76 | 5NP:OFF4 | 0 | 0 | 0 | 0 | 26.0518 | -10.2 | 8.3125 | 1 | 1 | 1 | 23.3983 | 28.7053 | -12.3 | -8.1 | 6.65 | 9.975 | 3.325 | 74.1123 | 2 | 7 | 22.2894 | 13.965 | 5.4262 | 2.5627 | 1
76 | 77 | 5NP:WC3 | 0 | 0 | 0 | 0 | 20.0983 | -7.8 | 8.3125 | 1 | 1 | 1 | 18.9983 | 21.1983 | -8.9 | -6.7 | 6.65 | 9.975 | 3.325 | 16.093 | 2 | 7 | 4.84 | 0 | 0 | 0 | 1
77 | 78 | 5NP:MECH | 0 | 0 | 0 | 0 | 18.6983 | 13.2 | 8.3125 | 1 | 1 | 1 | 16.1983 | 21.1983 | 11.9 | 14.5 | 6.65 | 9.975 | 3.325 | 43.225 | 2 | 7 | 13 | 0 | 0 | 0 | 1
78 | 79 | 5NP:CORR6 | 0 | 0 | 0 | 0 | 22.8745 | 13.4579 | 8.3125 | 1 | 1 | 1 | 16.1983 | 28.7053 | 6.9 | 16.7 | 6.65 | 9.975 | 3.325 | 185.9034 | 2 | 7 | 55.9108 | 14.63 | 6.0912 | 2.5627 | 1
79 | 80 | 5NP:OFFICE | 0 | 0 | 0 | 0 | 18.6983 | 9.4 | 8.3125 | 1 | 1 | 1 | 16.1983 | 21.1983 | 6.9 | 11.9 | 6.65 | 9.975 | 3.325 | 83.125 | 2 | 7 | 25 | 0 | 0 | 0 | 1
80 | 81 | 5NP:OFF8 | 0 | 0 | 0 | 0 | 26.0518 | 10.3 | 8.3125 | 1 | 1 | 1 | 23.3983 | 28.7053 | 8.3 | 12.3 | 6.65 | 9.975 | 3.325 | 70.5831 | 2 | 7 | 21.228 | 13.3 | 4.7613 | 2.5627 | 1
81 | 82 | 5NP:SHAFT | 0 | 0 | 0 | 0 | 18.6983 | 6.5 | 8.3125 | 1 | 1 | 1 | 16.1983 | 21.1983 | 6.1 | 6.9 | 6.65 | 9.975 | 3.325 | 13.3 | 2 | 7 | 4 | 0 | 0 | 0 | 1
82 | 83 | 5NP:WC | 0 | 0 | 0 | 0 | 18.6983 | 4.2 | 8.3125 | 1 | 1 | 1 | 16.1983 | 21.1983 | 2.3 | 6.1 | 6.65 | 9.975 | 3.325 | 63.175 | 2 | 7 | 19 | 0 | 0 | 0 | 1
83 | 84 | 5NP:CORR | 0 | 0 | 0 | 0 | 13.3845 | 13.2397 | 8.3125 | 1 | 1 | 1 | 8.6913 | 16.1983 | 7.9 | 16.7 | 6.65 | 9.975 | 3.325 | 125.7502 | 2 | 7 | 37.8196 | 9.31 | 3.6175 | 2.5627 | 1
84 | 85 | 5NP:OFFICETYPE2 | 0 | 0 | 0 | 0 | 9.8448 | 5.9 | 8.3125 | 1 | 1 | 1 | 8.6913 | 10.9983 | 3.9 | 7.9 | 6.65 | 9.975 | 3.325 | 30.6831 | 2 | 7 | 9.228 | 13.3 | 4.7613 | 2.5627 | 1
85 | 86 | 5NP:OFF7 | 0 | 0 | 0 | 0 | 11.0448 | 10.9 | 8.3125 | 1 | 1 | 1 | 8.6913 | 13.3983 | 7.9 | 13.9 | 6.65 | 9.975 | 3.325 | 93.9046 | 2 | 7 | 28.242 | 19.95 | 8.565 | 2.5627 | 1
86 | 87 | 5NP:OFF5 | 0 | 0 | 0 | 0 | 12.6448 | -18.7535 | 8.3125 | 1 | 1 | 1 | 8.6913 | 16.5983 | -21.407 | -16.1 | 6.65 | 9.975 | 3.325 | 139.5251 | 2 | 7 | 41.9624 | 43.9365 | 15.4741 | 5.1253 | 1
87 | 88 | 5NP:OFF9 | 0 | 0 | 0 | 0 | 22.6518 | -18.9535 | 8.3125 | 1 | 1 | 1 | 16.5983 | 28.7053 | -21.407 | -16.5 | 6.65 | 9.975 | 3.325 | 197.5351 | 2 | 7 | 59.409 | 56.5716 | 16.724 | 5.1253 | 1
88 | 89 | 5NP:LOBBY | 0 | 0 | 0 | 0 | 22.6518 | -14.4 | 8.3125 | 1 | 1 | 1 | 16.5983 | 28.7053 | -16.5 | -12.3 | 6.65 | 9.975 | 3.325 | 169.0743 | 2 | 7 | 50.8494 | 13.965 | 5.4262 | 2.5627 | 1
89 | 90 | 5NP:OFF | 0 | 0 | 0 | 0 | 18.6983 | 19.0535 | 8.3125 | 1 | 1 | 1 | 8.6913 | 28.7053 | 16.7 | 21.407 | 6.65 | 9.975 | 3.325 | 313.2346 | 2 | 7 | 94.2059 | 97.8481 | 35.2306 | 7.6879 | 1
90 | 91 | 6NP:OFF1 | 0 | 0 | 0 | 0 | 18.6983 | 19.0535 | 11.725 | 1 | 1 | 1 | 8.6913 | 28.7053 | 16.7 | 21.407 | 9.975 | 13.475 | 3.5 | 329.7206 | 2 | 7 | 94.2059 | 102.998 | 35.953 | 8.2497 | 1
91 | 92 | 6NP:CORR1 | 0 | 0 | 0 | 0 | 22.8683 | 13.4532 | 11.725 | 1 | 1 | 1 | 16.1983 | 28.7053 | 6.9 | 16.7 | 9.975 | 13.475 | 3.5 | 195.6878 | 2 | 7 | 55.9108 | 15.4 | 6.2575 | 2.7499 | 1
92 | 93 | 6NP:OFF2 | 0 | 0 | 0 | 0 | 26.0518 | 10.3 | 11.725 | 1 | 1 | 1 | 23.3983 | 28.7053 | 8.3 | 12.3 | 9.975 | 13.475 | 3.5 | 74.298 | 2 | 7 | 21.228 | 14 | 4.8575 | 2.7499 | 1
93 | 94 | 6NP:OFF3 | 0 | 0 | 0 | 0 | 26.0518 | 0.1 | 11.725 | 1 | 1 | 1 | 23.3983 | 28.7053 | -8.1 | 8.3 | 9.975 | 13.475 | 3.5 | 304.6218 | 2 | 7 | 87.0348 | 57.4 | 17.7825 | 2.7499 | 1
94 | 95 | 6NP:OFF4 | 0 | 0 | 0 | 0 | 26.0518 | -10.2 | 11.725 | 1 | 1 | 1 | 23.3983 | 28.7053 | -12.3 | -8.1 | 9.975 | 13.475 | 3.5 | 78.0129 | 2 | 7 | 22.2894 | 14.7 | 5.5575 | 2.7499 | 1
95 | 96 | 6NP:LOBBY | 0 | 0 | 0 | 0 | 22.6518 | -14.4 | 11.725 | 1 | 1 | 1 | 16.5983 | 28.7053 | -16.5 | -12.3 | 9.975 | 13.475 | 3.5 | 177.9729 | 2 | 7 | 50.8494 | 14.7 | 5.5575 | 2.7499 | 1
96 | 97 | 6NP:OFF5 | 0 | 0 | 0 | 0 | 22.6518 | -18.9535 | 11.725 | 1 | 1 | 1 | 16.5983 | 28.7053 | -21.407 | -16.5 | 9.975 | 13.475 | 3.5 | 207.9317 | 2 | 7 | 59.409 | 59.549 | 16.884 | 5.4998 | 1
97 | 98 | 6NP:CORR2 | 0 | 0 | 0 | 0 | 1.8448 | 0.2535 | 11.725 | 1 | 1 | 1 | 0.29125 | 3.3983 | -3.3 | 3.807 | 9.975 | 13.475 | 3.5 | 77.2851 | 2 | 7 | 22.0814 | 35.749 | 14.4165 | 5.4998 | 1
98 | 99 | 6NP:SHAFT1 | 0 | 0 | 0 | 0 | 4.5983 | 0.7535 | 11.725 | 1 | 1 | 1 | 3.3983 | 5.7983 | -2.3 | 3.807 | 9.975 | 13.475 | 3.5 | 51.2988 | 2 | 7 | 14.6568 | 8.4 | 5.3525 | 2.7499 | 1
99 | 100 | 6NP:CORR3 | 0 | 0 | 0 | 0 | 6.605 | -0.26787 | 11.725 | 1 | 1 | 1 | 3.3983 | 8.3983 | -3.3 | 3.807 | 9.975 | 13.475 | 3.5 | 73.0737 | 2 | 7 | 20.8782 | 9.1 | 3.005 | 2.7499 | 1
100 | 101 | 6NP:CORR4 | 0 | 0 | 0 | 0 | 14.226 | 1.6171 | 11.725 | 1 | 1 | 1 | 8.3983 | 21.1983 | -5.9 | 7.9 | 9.975 | 13.475 | 3.5 | 273.7446 | 2 | 7 | 78.2128 | 1.351 | 1.351 | 0 | 1
101 | 102 | 6NP:CORR5 | 0 | 0 | 0 | 0 | 22.2983 | -2.7 | 11.725 | 1 | 1 | 1 | 21.1983 | 23.3983 | -12.3 | 6.9 | 9.975 | 13.475 | 3.5 | 147.84 | 2 | 7 | 42.24 | 0 | 0 | 0 | 1
102 | 103 | 6NP:MECH1 | 0 | 0 | 0 | 0 | 9.3983 | -3 | 11.725 | 1 | 1 | 1 | 8.3983 | 10.3983 | -5.9 | -0.1 | 9.975 | 13.475 | 3.5 | 40.6 | 2 | 7 | 11.6 | 0 | 0 | 0 | 1
103 | 104 | 6NP:WC1 | 0 | 0 | 0 | 0 | 11.8983 | -3 | 11.725 | 1 | 1 | 1 | 10.3983 | 13.3983 | -5.9 | -0.1 | 9.975 | 13.475 | 3.5 | 60.9 | 2 | 7 | 17.4 | 0 | 0 | 0 | 1
104 | 105 | 6NP:SHAFT2 | 0 | 0 | 0 | 0 | 18.6983 | -3 | 11.725 | 1 | 1 | 1 | 16.1983 | 21.1983 | -3.5 | -2.5 | 9.975 | 13.475 | 3.5 | 17.5 | 2 | 7 | 5 | 0 | 0 | 0 | 1
105 | 106 | 6NP:SHAFT3 | 0 | 0 | 0 | 0 | 4.3448 | -4.7535 | 11.725 | 1 | 1 | 1 | 0.29125 | 8.3983 | -6.207 | -3.3 | 9.975 | 13.475 | 3.5 | 82.4847 | 2 | 7 | 23.567 | 38.549 | 14.169 | 5.4998 | 1
106 | 107 | 6NP:CORR6 | 0 | 0 | 0 | 0 | 12.8238 | -11.0113 | 11.725 | 1 | 1 | 1 | 8.3983 | 16.5983 | -16.1 | -5.9 | 9.975 | 13.475 | 3.5 | 208.1823 | 2 | 7 | 59.4807 | 22.4907 | 10.3007 | 5.4998 | 1
107 | 108 | 6NP:STORE | 0 | 0 | 0 | 0 | 17.5983 | -7.4 | 11.725 | 1 | 1 | 1 | 16.1983 | 18.9983 | -8.9 | -5.9 | 9.975 | 13.475 | 3.5 | 29.4 | 2 | 7 | 8.4 | 0 | 0 | 0 | 1
108 | 109 | 6NP:SHAFT4 | 0 | 0 | 0 | 0 | 20.0983 | -6.3 | 11.725 | 1 | 1 | 1 | 18.9983 | 21.1983 | -6.7 | -5.9 | 9.975 | 13.475 | 3.5 | 6.16 | 2 | 7 | 1.76 | 0 | 0 | 0 | 1
109 | 110 | 6NP:KITCH | 0 | 0 | 0 | 0 | 18.6983 | -4.7 | 11.725 | 1 | 1 | 1 | 16.1983 | 21.1983 | -5.9 | -3.5 | 9.975 | 13.475 | 3.5 | 42 | 2 | 7 | 12 | 0 | 0 | 0 | 1
110 | 111 | 6NP:WC2 | 0 | 0 | 0 | 0 | 18.6983 | -1.1 | 11.725 | 1 | 1 | 1 | 16.1983 | 21.1983 | -2.5 | 0.3 | 9.975 | 13.475 | 3.5 | 49 | 2 | 7 | 14 | 0 | 0 | 0 | 1
111 | 112 | 6NP:OFFICETYPE3CT | 0 | 0 | 0 | 0 | 11.3501 | -10.4099 | 11.725 | 1 | 1 | 1 | 8.6913 | 13.9983 | -12.3 | -8.5 | 9.975 | 13.475 | 3.5 | 70.2125 | 2 | 7 | 20.0607 | 13.1603 | 4.0178 | 2.7499 | 1
112 | 113 | 6NP:WC3 | 0 | 0 | 0 | 0 | 20.0983 | -7.8 | 11.725 | 1 | 1 | 1 | 18.9983 | 21.1983 | -8.9 | -6.7 | 9.975 | 13.475 | 3.5 | 16.94 | 2 | 7 | 4.84 | 0 | 0 | 0 | 1
113 | 114 | 6NP:OFF7 | 0 | 0 | 0 | 0 | 18.8983 | -10.6 | 11.725 | 1 | 1 | 1 | 16.5983 | 21.1983 | -12.3 | -8.9 | 9.975 | 13.475 | 3.5 | 54.74 | 2 | 7 | 15.64 | 0 | 0 | 0 | 1
114 | 115 | 6NP:MECH | 0 | 0 | 0 | 0 | 18.6983 | 13.2 | 11.725 | 1 | 1 | 1 | 16.1983 | 21.1983 | 11.9 | 14.5 | 9.975 | 13.475 | 3.5 | 45.5 | 2 | 7 | 13 | 0 | 0 | 0 | 1
115 | 116 | 6NP:OFFICE | 0 | 0 | 0 | 0 | 18.6983 | 9.4 | 11.725 | 1 | 1 | 1 | 16.1983 | 21.1983 | 6.9 | 11.9 | 9.975 | 13.475 | 3.5 | 87.5 | 2 | 7 | 25 | 0 | 0 | 0 | 1
116 | 117 | 6NP:SHAFT | 0 | 0 | 0 | 0 | 18.6983 | 6.5 | 11.725 | 1 | 1 | 1 | 16.1983 | 21.1983 | 6.1 | 6.9 | 9.975 | 13.475 | 3.5 | 14 | 2 | 7 | 4 | 0 | 0 | 0 | 1
117 | 118 | 6NP:WC | 0 | 0 | 0 | 0 | 18.6983 | 4.2 | 11.725 | 1 | 1 | 1 | 16.1983 | 21.1983 | 2.3 | 6.1 | 9.975 | 13.475 | 3.5 | 66.5 | 2 | 7 | 19 | 0 | 0 | 0 | 1
118 | 119 | 6NP:CORR | 0 | 0 | 0 | 0 | 13.3822 | 13.2375 | 11.725 | 1 | 1 | 1 | 8.6913 | 16.1983 | 7.9 | 16.7 | 9.975 | 13.475 | 3.5 | 132.3686 | 2 | 7 | 37.8196 | 9.8 | 3.705 | 2.7499 | 1
119 | 120 | 6NP:OFF8 | 0 | 0 | 0 | 0 | 9.8448 | 5.9 | 11.725 | 1 | 1 | 1 | 8.6913 | 10.9983 | 3.9 | 7.9 | 9.975 | 13.475 | 3.5 | 32.298 | 2 | 7 | 9.228 | 14 | 4.8575 | 2.7499 | 1
120 | 121 | 6NP:OFF9 | 0 | 0 | 0 | 0 | 11.0448 | 10.9 | 11.725 | 1 | 1 | 1 | 8.6913 | 13.3983 | 7.9 | 13.9 | 9.975 | 13.475 | 3.5 | 98.847 | 2 | 7 | 28.242 | 21 | 8.81 | 2.7499 | 1
121 | 122 | 6NP:OFFICETYPE3CT/1 | 0 | 0 | 0 | 0 | 12.6448 | -18.7535 | 11.725 | 1 | 1 | 1 | 8.6913 | 16.5983 | -21.407 | -16.1 | 9.975 | 13.475 | 3.5 | 146.8686 | 2 | 7 | 41.9624 | 46.249 | 15.774 | 5.4998 | 1
122 | 123 | 7NP:MECH | 0 | 0 | 0 | 0 | 18.834 | 1.3619 | 15.225 | 1 | 1 | 1 | 14.627 | 23.041 | -10.8451 | 13.5689 | 13.475 | 16.975 | 3.5 | 718.9679 | 2 | 7 | 205.4194 | 229.796 | 65.231 | 10.9996 | 1

## Simulations
| SimulationIndex | EnergyPlusVersion | TimeStamp | NumTimestepsPerHour | Completed | CompletedSuccessfully
0 | 1 | EnergyPlusDLL-64 8.1.0.008, 11/21/2013 9:24 AM | 11/21/2013 9:24 AM | 2 | True | True