## Surfaces
| SurfaceIndex | SurfaceName | ConstructionIndex | ClassName | Area | GrossArea | Perimeter | Azimuth | Height | Reveal | Shape | Sides | Tilt | Width | HeatTransferSurf | BaseSurfaceIndex | ZoneIndex | ExtBoundCond | ExtSolar | ExtWind
0 | 1 | 3NP:CORR1_PARTITION_2_0_0 | 7 | Wall | 12.9908 | 12.9908 | 14.464 | 90.0302 | 3.325 | 0 | 3 | 4 | 90 | 3.907 | 1 | 1 | 1 | 15 | 0 | 0
1 | 2 | 3NP:CORR1_WALL_3_0_0 | 9 | Wall | 3.9443 | 9.6368 | 12.4466 | 0 | 3.325 | 0 | 3 | 4 | 90 | 2.8983 | 1 | 2 | 1 | 0 | 1 | 1
2 | 3 | 3NP:CORR1_WALL_3_0_0_0_0_0_WIN | 15 | Window | 4.9875 | 2.5627 | 6.93 | 0 | 2.395 | 0.02 | 4 | 4 | 90 | 1.07 | 1 | 2 | 1 | 0 | 1 | 1
3 | 4 | 3NP:CORR1_PARTITION_4_0_0 | 7 | Wall | 20.3058 | 20.3058 | 18.864 | 270 | 3.325 | 0 | 3 | 4 | 90 | 6.107 | 1 | 4 | 1 | 165 | 0 | 0
4 | 5 | 3NP:CORR1_PARTITION_5_0_0 | 7 | Wall | 7.98 | 7.98 | 11.45 | 0 | 3.325 | 0 | 3 | 4 | 90 | 2.4 | 1 | 5 | 1 | 166 | 0 | 0
5 | 6 | 3NP:CORR1_PARTITION_6_0_0 | 7 | Wall | 3.325 | 3.325 | 8.65 | 270 | 3.325 | 0 | 3 | 4 | 90 | 1 | 1 | 6 | 1 | 150 | 0 | 0
6 | 7 | 3NP:CORR1_PARTITION_7_0_0 | 7 | Wall | 17.6043 | 17.6043 | 17.2391 | 180 | 3.325 | 0 | 3 | 4 | 90 | 5.2945 | 1 | 7 | 1 | 98 | 0 | 0
7 | 8 | 3NP:CORR1_PARTITION_8_0_0 | 7 | Wall | 10.64 | 10.64 | 13.05 | 90.0302 | 3.325 | 0 | 3 | 4 | 90 | 3.2 | 1 | 8 | 1 | 77 | 0 | 0
8 | 9 | 3NP:CORR1_FLOOR_0_0_0 | 3 | Floor | 2.4 | 2.4 | 6.8 | 0 | 1 | 0 | 3 | 4 | 180 | 2.4 | 1 | 9 | 1 | 9 | 0 | 0
9 | 10 | 3NP:CORR1_FLOOR_0_0_1 | 3 | Floor | 20.5848 | 20.5848 | 20.0068 | 0 | 7.107 | 0 | 3 | 4 | 180 | 2.8945 | 1 | 10 | 1 | 10 | 0 | 0
10 | 11 | 3NP:CORR1_CEILING_1_0_0 | 5 | Roof | 15.8782 | 15.8782 | 17.414 | 180 | 6.107 | 0 | 3 | 4 | 0 | 2.6 | 1 | 11 | 1 | 315 | 0 | 0
11 | 12 | 3NP:CORR1_CEILING_1_0_1 | 5 | Roof | 5 | 5 | 12 | 180 | 1 | 0 | 3 | 4 | 0 | 5 | 1 | 12 | 1 | 316 | 0 | 0
12 | 13 | 3NP:CORR1_CEILING_1_1_0 | 5 | Roof | 0.9452 | 0.9452 | 6.9908 | 180 | 3.2 | 0 | 3 | 4 | 0 | 0.29453 | 1 | 13 | 1 | 324 | 0 | 0
13 | 14 | 3NP:CORR1_CEILING_1_2_0 | 5 | Roof | 1.1614 | 1.1614 | 8.4085 | 180 | 3.907 | 0 | 3 | 4 | 0 | 0.29622 | 1 | 14 | 1 | 355 | 0 | 0
14 | 15 | 3NP:CORR2_PARTITION_12_0_10006 | 8 | Wall | 12.9908 | 12.9908 | 14.464 | 270.0302 | 3.325 | 0 | 3 | 4 | 90 | 3.907 | 1 | 15 | 2 | 1 | 0 | 0
15 | 16 | 3NP:CORR2_PARTITION_2_0_0 | 7 | Wall | 6.65 | 6.65 | 10.65 | 90 | 3.325 | 0 | 3 | 4 | 90 | 2 | 1 | 16 | 2 | 48 | 0 | 0
16 | 17 | 3NP:CORR2_PARTITION_3_0_0 | 7 | Wall | 16.625 | 16.625 | 16.65 | 0 | 3.325 | 0 | 3 | 4 | 90 | 5 | 1 | 17 | 2 | 214 | 0 | 0
17 | 18 | 3NP:CORR2_PARTITION_4_0_0 | 7 | Wall | 12.635 | 12.635 | 14.25 | 90 | 3.325 | 0 | 3 | 4 | 90 | 3.8 | 1 | 18 | 2 | 215 | 0 | 0
18 | 19 | 3NP:CORR2_PARTITION_5_0_0 | 7 | Wall | 2.66 | 2.66 | 8.25 | 90 | 3.325 | 0 | 3 | 4 | 90 | 0.8 | 1 | 19 | 2 | 208 | 0 | 0
19 | 20 | 3NP:CORR2_PARTITION_6_0_0 | 7 | Wall | 18.62 | 18.62 | 17.85 | 90 | 3.325 | 0 | 3 | 4 | 90 | 5.6 | 1 | 20 | 2 | 220 | 0 | 0
20 | 21 | 3NP:CORR2_PARTITION_7_0_0 | 7 | Wall | 8.3358 | 8.3358 | 11.664 | 90 | 3.325 | 0 | 3 | 4 | 90 | 2.507 | 1 | 21 | 2 | 236 | 0 | 0
21 | 22 | 3NP:CORR2_WALL_8_0_0 | 9 | Wall | 3.6175 | 9.31 | 12.25 | 0 | 3.325 | 0 | 3 | 4 | 90 | 2.8 | 1 | 22 | 2 | 0 | 1 | 1
22 | 23 | 3NP:CORR2_WALL_8_0_0_0_0_0_WIN | 15 | Window | 4.9875 | 2.5627 | 6.93 | 0 | 2.395 | 0.02 | 4 | 4 | 90 | 1.07 | 1 | 22 | 2 | 0 | 1 | 1
23 | 24 | 3NP:CORR2_PARTITION_9_0_0 | 7 | Wall | 23.6308 | 23.6308 | 20.864 | 270 | 3.325 | 0 | 3 | 4 | 90 | 7.107 | 1 | 24 | 2 | 288 | 0 | 0
24 | 25 | 3NP:CORR2_PARTITION_10_0_0 | 7 | Wall | 15.8762 | 15.8762 | 16.1996 | 0 | 3.325 | 0 | 3 | 4 | 90 | 4.7748 | 1 | 25 | 2 | 289 | 0 | 0
25 | 26 | 3NP:CORR2_WALL_11_0_0 | 9 | Wall | 5.0726 | 13.6114 | 14.8373 | 268.977 | 3.325 | 0 | 3 | 4 | 90 | 4.0937 | 1 | 26 | 2 | 0 | 1 | 1
26 | 27 | 3NP:CORR2_WALL_11_0_0_0_0_0_WIN | 15 | Window | 7.4813 | 2.5627 | 6.93 | 268.977 | 2.395 | 0.02 | 4 | 4 | 90 | 1.07 | 1 | 26 | 2 | 0 | 1 | 1
27 | 28 | 3NP:CORR2_PARTITION_13_0_0 | 7 | Wall | 5.6651 | 5.6651 | 10.0576 | 180 | 3.325 | 0 | 3 | 4 | 90 | 1.7038 | 1 | 28 | 2 | 78 | 0 | 0
28 | 29 | 3NP:CORR2_PARTITION_14_0_0 | 7 | Wall | 9.975 | 9.975 | 12.65 | 180 | 3.325 | 0 | 3 | 4 | 90 | 3 | 1 | 29 | 2 | 85 | 0 | 0
29 | 30 | 3NP:CORR2_PARTITION_15_0_0 | 7 | Wall | 19.285 | 19.285 | 18.25 | 270 | 3.325 | 0 | 3 | 4 | 90 | 5.8 | 1 | 30 | 2 | 86 | 0 | 0
30 | 31 | 3NP:CORR2_PARTITION_16_0_0 | 7 | Wall | 9.31 | 9.31 | 12.25 | 180 | 3.325 | 0 | 3 | 4 | 90 | 2.8 | 1 | 31 | 2 | 124 | 0 | 0
31 | 32 | 3NP:CORR2_PARTITION_17_0_0 | 7 | Wall | 1.995 | 1.995 | 7.85 | 90 | 3.325 | 0 | 3 | 4 | 90 | 0.6 | 1 | 32 | 2 | 139 | 0 | 0
32 | 33 | 3NP:CORR2_PARTITION_18_0_0 | 7 | Wall | 5.985 | 5.985 | 10.25 | 90 | 3.325 | 0 | 3 | 4 | 90 | 1.8 | 1 | 33 | 2 | 110 | 0 | 0
33 | 34 | 3NP:CORR2_PARTITION_19_0_0 | 7 | Wall | 3.325 | 3.325 | 8.65 | 90 | 3.325 | 0 | 3 | 4 | 90 | 1 | 1 | 34 | 2 | 159 | 0 | 0
34 | 35 | 3NP:CORR2_PARTITION_20_0_0 | 7 | Wall | 9.31 | 9.31 | 12.25 | 90 | 3.325 | 0 | 3 | 4 | 90 | 2.8 | 1 | 35 | 2 | 92 | 0 | 0
35 | 36 | 3NP:CORR2_PARTITION_21_0_0 | 7 | Wall | 16.625 | 16.625 | 16.65 | 180 | 3.325 | 0 | 3 | 4 | 90 | 5 | 1 | 36 | 2 | 93 | 0 | 0
36 | 37 | 3NP:CORR2_FLOOR_0_0_1 | 3 | Floor | 26.4589 | 26.4589 | 20.6505 | 0 | 5.6 | 0 | 2 | 4 | 180 | 4.6748 | 1 | 37 | 2 | 37 | 0 | 0
37 | 38 | 3NP:CORR2_FLOOR_0_0_2 | 3 | Floor | 35.5796 | 35.5796 | 31.014 | 0 | 12.707 | 0 | 3 | 4 | 180 | 2.8 | 1 | 38 | 2 | 38 | 0 | 0
38 | 39 | 3NP:CORR2_FLOOR_0_0_3 | 3 | Floor | 10 | 10 | 14 | 0 | 2 | 0 | 3 | 4 | 180 | 5 | 1 | 39 | 2 | 39 | 0 | 0
39 | 40 | 3NP:CORR2_FLOOR_0_0_4 | 3 | Floor | 16.24 | 16.24 | 17.2 | 0 | 5.8 | 0 | 3 | 4 | 180 | 2.8 | 1 | 40 | 2 | 40 | 0 | 0
40 | 41 | 3NP:CORR2_FLOOR_0_0_5 | 3 | Floor | 18.0076 | 18.0076 | 19.8063 | 0 | 2.4 | 0 | 3 | 4 | 180 | 7.5038 | 1 | 41 | 2 | 41 | 0 | 0
41 | 42 | 3NP:CORR2_CEILING_1_0_0 | 5 | Roof | 10 | 10 | 14 | 180 | 2 | 0 | 3 | 4 | 0 | 5 | 1 | 42 | 2 | 356 | 0 | 0
42 | 43 | 3NP:CORR2_CEILING_1_0_1 | 5 | Roof | 20.8 | 20.8 | 18.4 | 180 | 4 | 0 | 3 | 4 | 0 | 5.2 | 1 | 43 | 2 | 357 | 0 | 0
43 | 44 | 3NP:CORR2_CEILING_1_0_2 | 5 | Roof | 18.811 | 18.811 | 17.4072 | 180 | 4.3372 | 0 | 9 | 5 | 0 | 4.3372 | 1 | 44 | 2 | 358 | 0 | 0
44 | 45 | 3NP:CORR2_CEILING_1_0_3 | 5 | Roof | 27.44 | 27.44 | 25.2 | 180 | 9.8 | 0 | 3 | 4 | 0 | 2.8 | 1 | 45 | 2 | 359 | 0 | 0
45 | 46 | 3NP:CORR2_CEILING_1_1_0 | 5 | Roof | 19.8996 | 19.8996 | 19.814 | 180 | 7.107 | 0 | 3 | 4 | 0 | 2.8 | 1 | 46 | 2 | 563 | 0 | 0
46 | 47 | 3NP:CORR2_CEILING_1_2_0 | 5 | Roof | 9.2276 | 9.2276 | 12.6104 | 180 | 3.0377 | 0 | 9 | 5 | 0 | 3.0377 | 1 | 47 | 2 | 573 | 0 | 0
47 | 48 | 3NP:CORR3_PARTITION_6_0_10023 | 8 | Wall | 6.65 | 6.65 | 10.65 | 270 | 3.325 | 0 | 3 | 4 | 90 | 2 | 1 | 48 | 3 | 16 | 0 | 0
48 | 49 | 3NP:CORR3_PARTITION_2_0_0 | 7 | Wall | 49.875 | 49.875 | 36.65 | 90 | 3.325 | 0 | 3 | 4 | 90 | 15 | 1 | 49 | 3 | 69 | 0 | 0
49 | 50 | 3NP:CORR3_PARTITION_3_0_0 | 7 | Wall | 7.315 | 7.315 | 11.05 | 0 | 3.325 | 0 | 3 | 4 | 90 | 2.2 | 1 | 50 | 3 | 221 | 0 | 0
50 | 51 | 3NP:CORR3_PARTITION_4_0_0 | 7 | Wall | 2.66 | 2.66 | 8.25 | 270 | 3.325 | 0 | 3 | 4 | 90 | 0.8 | 1 | 51 | 3 | 209 | 0 | 0
51 | 52 | 3NP:CORR3_PARTITION_5_0_0 | 7 | Wall | 12.635 | 12.635 | 14.25 | 270 | 3.325 | 0 | 3 | 4 | 90 | 3.8 | 1 | 52 | 3 | 216 | 0 | 0
52 | 53 | 3NP:CORR3_PARTITION_7_0_0 | 7 | Wall | 9.31 | 9.31 | 12.25 | 270 | 3.325 | 0 | 3 | 4 | 90 | 2.8 | 1 | 53 | 3 | 94 | 0 | 0
53 | 54 | 3NP:CORR3_PARTITION_8_0_0 | 7 | Wall | 3.325 | 3.325 | 8.65 | 270 | 3.325 | 0 | 3 | 4 | 90 | 1 | 1 | 54 | 3 | 160 | 0 | 0
54 | 55 | 3NP:CORR3_PARTITION_9_0_0 | 7 | Wall | 5.985 | 5.985 | 10.25 | 270 | 3.325 | 0 | 3 | 4 | 90 | 1.8 | 1 | 55 | 3 | 111 | 0 | 0
55 | 56 | 3NP:CORR3_PARTITION_10_0_0 | 7 | Wall | 11.97 | 11.97 | 13.85 | 270 | 3.325 | 0 | 3 | 4 | 90 | 3.6 | 1 | 56 | 3 | 140 | 0 | 0
56 | 57 | 3NP:CORR3_PARTITION_11_0_0 | 7 | Wall | 15.295 | 15.295 | 15.85 | 0 | 3.325 | 0 | 3 | 4 | 90 | 4.6 | 1 | 57 | 3 | 141 | 0 | 0
57 | 58 | 3NP:CORR3_PARTITION_12_0_0 | 7 | Wall | 9.31 | 9.31 | 12.25 | 270 | 3.325 | 0 | 3 | 4 | 90 | 2.8 | 1 | 58 | 3 | 125 | 0 | 0
58 | 59 | 3NP:CORR3_PARTITION_13_0_0 | 7 | Wall | 40.2558 | 40.2558 | 30.864 | 180 | 3.325 | 0 | 3 | 4 | 90 | 12.107 | 1 | 59 | 3 | 197 | 0 | 0
59 | 60 | 3NP:CORR3_WALL_14_0_0 | 9 | Wall | 6.2775 | 11.97 | 13.85 | 90 | 3.325 | 0 | 3 | 4 | 90 | 3.6 | 1 | 60 | 3 | 0 | 1 | 1
60 | 61 | 3NP:CORR3_WALL_14_0_0_0_0_0_WIN | 15 | Window | 4.9875 | 2.5627 | 6.93 | 90 | 2.395 | 0.02 | 4 | 4 | 90 | 1.07 | 1 | 60 | 3 | 0 | 1 | 1
61 | 62 | 3NP:CORR3_PARTITION_15_0_0 | 7 | Wall | 17.6458 | 17.6458 | 17.264 | 0 | 3.325 | 0 | 3 | 4 | 90 | 5.307 | 1 | 62 | 3 | 70 | 0 | 0
62 | 63 | 3NP:CORR3_FLOOR_0_0_0 | 3 | Floor | 12.88 | 12.88 | 14.8 | 0 | 2.8 | 0 | 3 | 4 | 180 | 4.6 | 1 | 63 | 3 | 63 | 0 | 0
63 | 64 | 3NP:CORR3_FLOOR_0_0_1 | 3 | Floor | 33 | 33 | 34.4 | 0 | 15 | 0 | 3 | 4 | 180 | 2.2 | 1 | 64 | 3 | 64 | 0 | 0
64 | 65 | 3NP:CORR3_FLOOR_0_0_2 | 3 | Floor | 27.0252 | 27.0252 | 22.214 | 0 | 3.6 | 0 | 3 | 4 | 180 | 7.507 | 1 | 65 | 3 | 65 | 0 | 0
65 | 66 | 3NP:CORR3_CEILING_1_0_0 | 5 | Roof | 40.92 | 40.92 | 41.6 | 180 | 18.6 | 0 | 3 | 4 | 0 | 2.2 | 1 | 66 | 3 | 384 | 0 | 0
66 | 67 | 3NP:CORR3_CEILING_1_1_0 | 5 | Roof | 12.88 | 12.88 | 14.8 | 180 | 2.8 | 0 | 3 | 4 | 0 | 4.6 | 1 | 67 | 3 | 481 | 0 | 0
67 | 68 | 3NP:CORR3_CEILING_1_2_0 | 5 | Roof | 19.1052 | 19.1052 | 17.814 | 180 | 3.6 | 0 | 3 | 4 | 0 | 5.307 | 1 | 68 | 3 | 489 | 0 | 0
68 | 69 | 3NP:OFF1_PARTITION_5_0_10046 | 8 | Wall | 49.875 | 49.875 | 36.65 | 270 | 3.325 | 0 | 3 | 4 | 90 | 15 | 1 | 69 | 4 | 49 | 0 | 0
69 | 70 | 3NP:OFF1_PARTITION_6_0_10057 | 8 | Wall | 17.6458 | 17.6458 | 17.264 | 180 | 3.325 | 0 | 3 | 4 | 90 | 5.307 | 1 | 70 | 4 | 62 | 0 | 0
70 | 71 | 3NP:OFF1_WALL_2_0_0 | 9 | Wall | 17.5287 | 54.53 | 39.45 | 90 | 3.325 | 0 | 3 | 4 | 90 | 16.4 | 1 | 71 | 4 | 0 | 1 | 1
71 | 72 | 3NP:OFF1_WALL_2_0_0_0_0_0_WIN | 15 | Window | 32.4188 | 2.5627 | 6.93 | 90 | 2.395 | 0.02 | 4 | 4 | 90 | 1.07 | 1 | 71 | 4 | 0 | 1 | 1
72 | 73 | 3NP:OFF1_PARTITION_3_0_0 | 7 | Wall | 17.6458 | 17.6458 | 17.264 | 0 | 3.325 | 0 | 3 | 4 | 90 | 5.307 | 1 | 73 | 4 | 222 | 0 | 0
73 | 74 | 3NP:OFF1_PARTITION_4_0_0 | 7 | Wall | 4.655 | 4.655 | 9.45 | 270 | 3.325 | 0 | 3 | 4 | 90 | 1.4 | 1 | 74 | 4 | 223 | 0 | 0
74 | 75 | 3NP:OFF1_FLOOR_0_0_0 | 3 | Floor | 87.0348 | 87.0348 | 43.414 | 0 | 16.4 | 0 | 3 | 4 | 180 | 5.307 | 1 | 75 | 4 | 75 | 0 | 0
75 | 76 | 3NP:OFF1_CEILING_1_0_0 | 5 | Roof | 87.0348 | 87.0348 | 43.414 | 180 | 16.4 | 0 | 3 | 4 | 0 | 5.307 | 1 | 76 | 4 | 393 | 0 | 0
76 | 77 | 3NP:STORE1_PARTITION_4_0_10011 | 8 | Wall | 10.64 | 10.64 | 13.05 | 270.0302 | 3.325 | 0 | 3 | 4 | 90 | 3.2 | 1 | 77 | 5 | 8 | 0 | 0
77 | 78 | 3NP:STORE1_PARTITION_3_0_10031 | 8 | Wall | 5.6651 | 5.6651 | 10.0576 | 0 | 3.325 | 0 | 3 | 4 | 90 | 1.7038 | 1 | 78 | 5 | 28 | 0 | 0
78 | 79 | 3NP:STORE1_PARTITION_2_0_0 | 7 | Wall | 19.2856 | 19.2856 | 18.2504 | 89.5399 | 3.325 | 0 | 3 | 4 | 90 | 5.8002 | 1 | 79 | 5 | 87 | 0 | 0
79 | 80 | 3NP:STORE1_PARTITION_5_0_0 | 7 | Wall | 8.645 | 8.645 | 11.85 | 270.0302 | 3.325 | 0 | 3 | 4 | 90 | 2.6 | 1 | 80 | 5 | 99 | 0 | 0
80 | 81 | 3NP:STORE1_PARTITION_6_0_0 | 7 | Wall | 5.8301 | 5.8301 | 10.1568 | 180 | 3.325 | 0 | 3 | 4 | 90 | 1.7534 | 1 | 81 | 5 | 116 | 0 | 0
81 | 82 | 3NP:STORE1_FLOOR_0_0_0 | 3 | Floor | 10.0259 | 10.0259 | 15.0574 | 0 | 5.8002 | 0 | 3 | 4 | 180 | 1.7534 | 1 | 82 | 5 | 82 | 0 | 0
82 | 83 | 3NP:STORE1_CEILING_1_0_0 | 5 | Roof | 9.8908 | 9.8908 | 15.0106 | 180 | 5.8 | 0 | 3 | 4 | 0 | 1.7068 | 1 | 83 | 5 | 325 | 0 | 0
83 | 84 | 3NP:STORE1_CEILING_1_1_0 | 5 | Roof | 0.13508 | 0.13508 | 11.6468 | 180 | 5.8 | 0 | 1 | 3 | 0 | 0.046581 | 1 | 84 | 5 | 332 | 0 | 0
84 | 85 | 3NP:WC1_PARTITION_3_0_10032 | 8 | Wall | 9.975 | 9.975 | 12.65 | 0 | 3.325 | 0 | 3 | 4 | 90 | 3 | 1 | 85 | 6 | 29 | 0 | 0
85 | 86 | 3NP:WC1_PARTITION_2_0_10033 | 8 | Wall | 19.285 | 19.285 | 18.25 | 90 | 3.325 | 0 | 3 | 4 | 90 | 5.8 | 1 | 86 | 6 | 30 | 0 | 0
86 | 87 | 3NP:WC1_PARTITION_4_0_10065 | 8 | Wall | 19.2856 | 19.2856 | 18.2504 | 269.5399 | 3.325 | 0 | 3 | 4 | 90 | 5.8002 | 1 | 87 | 6 | 79 | 0 | 0
87 | 88 | 3NP:WC1_PARTITION_5_0_0 | 7 | Wall | 5.8301 | 5.8301 | 10.1568 | 180 | 3.325 | 0 | 3 | 4 | 90 | 1.7534 | 1 | 88 | 6 | 117 | 0 | 0
88 | 89 | 3NP:WC1_PARTITION_6_0_0 | 8 | Wall | 3.99 | 3.99 | 9.05 | 180 | 3.325 | 0 | 3 | 4 | 90 | 1.2 | 1 | 89 | 6 | 126 | 0 | 0
89 | 90 | 3NP:WC1_FLOOR_0_0_0 | 3 | Floor | 17.2649 | 17.2649 | 17.5536 | 0 | 5.8 | 0 | 2 | 4 | 180 | 2.9534 | 1 | 90 | 6 | 90 | 0 | 0
90 | 91 | 3NP:WC1_CEILING_1_0_0 | 5 | Roof | 17.2649 | 17.2649 | 17.5536 | 180 | 5.8002 | 0 | 2 | 4 | 0 | 2.9534 | 1 | 91 | 6 | 333 | 0 | 0
91 | 92 | 3NP:WC2_PARTITION_4_0_10038 | 8 | Wall | 9.31 | 9.31 | 12.25 | 270 | 3.325 | 0 | 3 | 4 | 90 | 2.8 | 1 | 92 | 7 | 35 | 0 | 0
92 | 93 | 3NP:WC2_PARTITION_3_0_10039 | 8 | Wall | 16.625 | 16.625 | 16.65 | 0 | 3.325 | 0 | 3 | 4 | 90 | 5 | 1 | 93 | 7 | 36 | 0 | 0
93 | 94 | 3NP:WC2_PARTITION_2_0_10050 | 8 | Wall | 9.31 | 9.31 | 12.25 | 90 | 3.325 | 0 | 3 | 4 | 90 | 2.8 | 1 | 94 | 7 | 53 | 0 | 0
94 | 95 | 3NP:WC2_PARTITION_5_0_0 | 7 | Wall | 16.625 | 16.625 | 16.65 | 180 | 3.325 | 0 | 3 | 4 | 90 | 5 | 1 | 95 | 7 | 161 | 0 | 0
95 | 96 | 3NP:WC2_FLOOR_0_0_0 | 3 | Floor | 14 | 14 | 15.6 | 0 | 2.8 | 0 | 3 | 4 | 180 | 5 | 1 | 96 | 7 | 96 | 0 | 0
96 | 97 | 3NP:WC2_CEILING_1_0_0 | 5 | Roof | 14 | 14 | 15.6 | 180 | 2.8 | 0 | 3 | 4 | 0 | 5 | 1 | 97 | 7 | 467 | 0 | 0
97 | 98 | 3NP:SHAFT1_PARTITION_3_0_10010 | 8 | Wall | 17.6043 | 17.6043 | 17.2391 | 0 | 3.325 | 0 | 3 | 4 | 90 | 5.2945 | 1 | 98 | 8 | 7 | 0 | 0
98 | 99 | 3NP:SHAFT1_PARTITION_2_0_10066 | 8 | Wall | 8.645 | 8.645 | 11.85 | 90.0302 | 3.325 | 0 | 3 | 4 | 90 | 2.6 | 1 | 99 | 8 | 80 | 0 | 0
99 | 100 | 3NP:SHAFT1_PARTITION_4_0_0 | 8 | Wall | 10.3308 | 10.3308 | 12.864 | 0 | 3.325 | 0 | 3 | 4 | 90 | 3.107 | 1 | 100 | 8 | 151 | 0 | 0
100 | 101 | 3NP:SHAFT1_WALL_5_0_0 | 9 | Wall | 3.9733 | 9.6658 | 12.464 | 270 | 3.325 | 0 | 3 | 4 | 90 | 2.907 | 1 | 101 | 8 | 0 | 1 | 1
101 | 102 | 3NP:SHAFT1_WALL_5_0_0_0_0_0_WIN | 15 | Window | 4.9875 | 2.5627 | 6.93 | 270 | 2.395 | 0.02 | 4 | 4 | 90 | 1.07 | 1 | 101 | 8 | 0 | 1 | 1
102 | 103 | 3NP:SHAFT1_WALL_6_0_0 | 9 | Wall | 10.8525 | 27.93 | 23.45 | 180 | 3.325 | 0 | 3 | 4 | 90 | 8.4 | 1 | 103 | 8 | 0 | 1 | 1
103 | 104 | 3NP:SHAFT1_WALL_6_0_0_0_0_0_WIN | 15 | Window | 14.9625 | 2.5627 | 6.93 | 180 | 2.395 | 0.02 | 4 | 4 | 90 | 1.07 | 1 | 103 | 8 | 0 | 1 | 1
104 | 105 | 3NP:SHAFT1_PARTITION_7_0_0 | 8 | Wall | 1.0208 | 1.0208 | 7.264 | 90.0302 | 3.325 | 0 | 3 | 4 | 90 | 0.307 | 1 | 105 | 8 | 118 | 0 | 0
105 | 106 | 3NP:SHAFT1_FLOOR_0_0_0 | 3 | Floor | 24.421 | 24.421 | 22.6155 | 0 | 2.907 | 0 | 3 | 4 | 180 | 8.4 | 1 | 106 | 8 | 106 | 0 | 0
106 | 107 | 3NP:SHAFT1_CEILING_1_0_0 | 5 | Roof | 0.764 | 0.764 | 5.7877 | 180 | 2.6 | 0 | 3 | 4 | 0 | 0.29316 | 1 | 107 | 8 | 326 | 0 | 0
107 | 108 | 3NP:SHAFT1_CEILING_1_1_0 | 5 | Roof | 23.567 | 23.567 | 22.028 | 180 | 2.907 | 0 | 3 | 4 | 0 | 8.107 | 1 | 108 | 8 | 410 | 0 | 0
108 | 109 | 3NP:SHAFT1_CEILING_1_2_0 | 5 | Roof | 0.089976 | 0.089976 | 1.2002 | 180 | 0.307 | 0 | 3 | 4 | 0 | 0.293 | 1 | 109 | 8 | 429 | 0 | 0
109 | 110 | 3NP:STORE_PARTITION_4_0_10036 | 8 | Wall | 5.985 | 5.985 | 10.25 | 270 | 3.325 | 0 | 3 | 4 | 90 | 1.8 | 1 | 110 | 9 | 33 | 0 | 0
110 | 111 | 3NP:STORE_PARTITION_2_0_10052 | 8 | Wall | 5.985 | 5.985 | 10.25 | 90 | 3.325 | 0 | 3 | 4 | 90 | 1.8 | 1 | 111 | 9 | 55 | 0 | 0
111 | 112 | 3NP:STORE_PARTITION_3_0_0 | 7 | Wall | 16.625 | 16.625 | 16.65 | 0 | 3.325 | 0 | 3 | 4 | 90 | 5 | 1 | 112 | 9 | 162 | 0 | 0
112 | 113 | 3NP:STORE_PARTITION_5_0_0 | 7 | Wall | 16.625 | 16.625 | 16.65 | 180 | 3.325 | 0 | 3 | 4 | 90 | 5 | 1 | 113 | 9 | 142 | 0 | 0
113 | 114 | 3NP:STORE_FLOOR_0_0_0 | 3 | Floor | 9 | 9 | 13.6 | 0 | 1.8 | 0 | 3 | 4 | 180 | 5 | 1 | 114 | 9 | 114 | 0 | 0
114 | 115 | 3NP:STORE_CEILING_1_0_0 | 5 | Roof | 9 | 9 | 13.6 | 180 | 1.8 | 0 | 3 | 4 | 0 | 5 | 1 | 115 | 9 | 460 | 0 | 0
115 | 116 | 3NP:MECH_PARTITION_4_0_10067 | 8 | Wall | 5.8301 | 5.8301 | 10.1568 | 0 | 3.325 | 0 | 3 | 4 | 90 | 1.7534 | 1 | 116 | 10 | 81 | 0 | 0
116 | 117 | 3NP:MECH_PARTITION_3_0_10070 | 8 | Wall | 5.8301 | 5.8301 | 10.1568 | 0 | 3.325 | 0 | 3 | 4 | 90 | 1.7534 | 1 | 117 | 10 | 88 | 0 | 0
117 | 118 | 3NP:MECH_PARTITION_5_0_10080 | 7 | Wall | 1.0208 | 1.0208 | 7.264 | 270.0302 | 3.325 | 0 | 3 | 4 | 90 | 0.307 | 1 | 118 | 10 | 105 | 0 | 0
118 | 119 | 3NP:MECH_PARTITION_2_0_0 | 8 | Wall | 8.645 | 8.645 | 11.85 | 90 | 3.325 | 0 | 3 | 4 | 90 | 2.6 | 1 | 119 | 10 | 127 | 0 | 0
119 | 120 | 3NP:MECH_WALL_6_0_0 | 9 | Wall | 7.6242 | 7.6242 | 11.236 | 270 | 3.325 | 0 | 3 | 4 | 90 | 2.293 | 1 | 120 | 10 | 0 | 1 | 1
120 | 121 | 3NP:MECH_PARTITION_7_0_0 | 8 | Wall | 11.6608 | 11.6608 | 13.664 | 180 | 3.325 | 0 | 3 | 4 | 90 | 3.507 | 1 | 121 | 10 | 172 | 0 | 0
121 | 122 | 3NP:MECH_FLOOR_0_0_0 | 3 | Floor | 9.1182 | 9.1182 | 12.2138 | 0 | 2.6 | 0 | 9 | 5 | 180 | 3.507 | 1 | 122 | 10 | 122 | 0 | 0
122 | 123 | 3NP:MECH_CEILING_1_0_0 | 5 | Roof | 9.118 | 9.118 | 12.2138 | 180 | 2.6 | 0 | 3 | 4 | 0 | 3.507 | 1 | 123 | 10 | 430 | 0 | 0
123 | 124 | 3NP:CORR4_PARTITION_3_0_10034 | 8 | Wall | 9.31 | 9.31 | 12.25 | 0 | 3.325 | 0 | 3 | 4 | 90 | 2.8 | 1 | 124 | 11 | 31 | 0 | 0
124 | 125 | 3NP:CORR4_PARTITION_9_0_10055 | 8 | Wall | 9.31 | 9.31 | 12.25 | 90 | 3.325 | 0 | 3 | 4 | 90 | 2.8 | 1 | 125 | 11 | 58 | 0 | 0
125 | 126 | 3NP:CORR4_PARTITION_4_0_10071 | 7 | Wall | 3.99 | 3.99 | 9.05 | 0 | 3.325 | 0 | 3 | 4 | 90 | 1.2 | 1 | 126 | 11 | 89 | 0 | 0
126 | 127 | 3NP:CORR4_PARTITION_5_0_10087 | 7 | Wall | 8.645 | 8.645 | 11.85 | 270 | 3.325 | 0 | 3 | 4 | 90 | 2.6 | 1 | 127 | 11 | 119 | 0 | 0
127 | 128 | 3NP:CORR4_PARTITION_2_0_0 | 7 | Wall | 9.975 | 9.975 | 12.65 | 90 | 3.325 | 0 | 3 | 4 | 90 | 3 | 1 | 128 | 11 | 143 | 0 | 0
128 | 129 | 3NP:CORR4_PARTITION_6_0_0 | 7 | Wall | 5.985 | 5.985 | 10.25 | 180 | 3.325 | 0 | 3 | 4 | 90 | 1.8 | 1 | 129 | 11 | 173 | 0 | 0
129 | 130 | 3NP:CORR4_PARTITION_7_0_0 | 7 | Wall | 10.64 | 10.64 | 13.05 | 270 | 3.325 | 0 | 3 | 4 | 90 | 3.2 | 1 | 130 | 11 | 174 | 0 | 0
130 | 131 | 3NP:CORR4_PARTITION_8_0_0 | 7 | Wall | 8.645 | 8.645 | 11.85 | 180 | 3.325 | 0 | 3 | 4 | 90 | 2.6 | 1 | 131 | 11 | 180 | 0 | 0
131 | 132 | 3NP:CORR4_PARTITION_10_0_0 | 7 | Wall | 1.33 | 1.33 | 7.45 | 0 | 3.325 | 0 | 3 | 4 | 90 | 0.4 | 1 | 132 | 11 | 144 | 0 | 0
132 | 133 | 3NP:CORR4_FLOOR_0_0_0 | 3 | Floor | 0.88 | 0.88 | 5.2 | 0 | 0.4 | 0 | 3 | 4 | 180 | 2.2 | 1 | 133 | 11 | 133 | 0 | 0
133 | 134 | 3NP:CORR4_FLOOR_0_0_1 | 3 | Floor | 7.28 | 7.28 | 10.8 | 0 | 2.8 | 0 | 3 | 4 | 180 | 2.6 | 1 | 134 | 11 | 134 | 0 | 0
134 | 135 | 3NP:CORR4_FLOOR_0_0_2 | 3 | Floor | 10.4 | 10.4 | 13.2 | 0 | 2.6 | 0 | 3 | 4 | 180 | 4 | 1 | 135 | 11 | 135 | 0 | 0
135 | 136 | 3NP:CORR4_CEILING_1_0_0 | 5 | Roof | 1.12 | 1.12 | 6.4 | 180 | 2.8 | 0 | 3 | 4 | 0 | 0.4 | 1 | 136 | 11 | 431 | 0 | 0
136 | 137 | 3NP:CORR4_CEILING_1_0_1 | 5 | Roof | 4.68 | 4.68 | 8.8 | 180 | 2.6 | 0 | 3 | 4 | 0 | 1.8 | 1 | 137 | 11 | 432 | 0 | 0
137 | 138 | 3NP:CORR4_CEILING_1_0_2 | 5 | Roof | 12.76 | 12.76 | 16 | 180 | 5.8 | 0 | 3 | 4 | 0 | 2.2 | 1 | 138 | 11 | 433 | 0 | 0
138 | 139 | 3NP:WC3_PARTITION_4_0_10035 | 8 | Wall | 1.995 | 1.995 | 7.85 | 270 | 3.325 | 0 | 3 | 4 | 90 | 0.6 | 1 | 139 | 12 | 32 | 0 | 0
139 | 140 | 3NP:WC3_PARTITION_2_0_10053 | 8 | Wall | 11.97 | 11.97 | 13.85 | 90 | 3.325 | 0 | 3 | 4 | 90 | 3.6 | 1 | 140 | 12 | 56 | 0 | 0
140 | 141 | 3NP:WC3_PARTITION_7_0_10054 | 8 | Wall | 15.295 | 15.295 | 15.85 | 180 | 3.325 | 0 | 3 | 4 | 90 | 4.6 | 1 | 141 | 12 | 57 | 0 | 0
141 | 142 | 3NP:WC3_PARTITION_3_0_10084 | 8 | Wall | 16.625 | 16.625 | 16.65 | 0 | 3.325 | 0 | 3 | 4 | 90 | 5 | 1 | 142 | 12 | 113 | 0 | 0
142 | 143 | 3NP:WC3_PARTITION_5_0_10095 | 8 | Wall | 9.975 | 9.975 | 12.65 | 270 | 3.325 | 0 | 3 | 4 | 90 | 3 | 1 | 143 | 12 | 128 | 0 | 0
143 | 144 | 3NP:WC3_PARTITION_6_0_10099 | 8 | Wall | 1.33 | 1.33 | 7.45 | 180 | 3.325 | 0 | 3 | 4 | 90 | 0.4 | 1 | 144 | 12 | 132 | 0 | 0
144 | 145 | 3NP:WC3_FLOOR_0_0_0 | 3 | Floor | 18 | 18 | 17.2 | 0 | 3.6 | 0 | 3 | 4 | 180 | 5 | 1 | 145 | 12 | 145 | 0 | 0
145 | 146 | 3NP:WC3_CEILING_1_0_0 | 5 | Roof | 8.4 | 8.4 | 11.6 | 180 | 3 | 0 | 3 | 4 | 0 | 2.8 | 1 | 146 | 12 | 447 | 0 | 0
146 | 147 | 3NP:WC3_CEILING_1_1_0 | 5 | Roof | 1.76 | 1.76 | 6 | 180 | 0.8 | 0 | 3 | 4 | 0 | 2.2 | 1 | 147 | 12 | 453 | 0 | 0
147 | 148 | 3NP:WC3_CEILING_1_2_0 | 5 | Roof | 3 | 3 | 11.2 | 180 | 0.6 | 0 | 3 | 4 | 0 | 5 | 1 | 148 | 12 | 461 | 0 | 0
148 | 149 | 3NP:WC3_CEILING_1_3_0 | 5 | Roof | 4.84 | 4.84 | 8.8 | 180 | 2.2 | 0 | 3 | 4 | 0 | 2.2 | 1 | 149 | 12 | 496 | 0 | 0
149 | 150 | 3NP:CORR_PARTITION_2_0_10009 | 8 | Wall | 3.325 | 3.325 | 8.65 | 90 | 3.325 | 0 | 3 | 4 | 90 | 1 | 1 | 150 | 13 | 6 | 0 | 0
150 | 151 | 3NP:CORR_PARTITION_6_0_10079 | 7 | Wall | 10.3308 | 10.3308 | 12.864 | 180 | 3.325 | 0 | 3 | 4 | 90 | 3.107 | 1 | 151 | 13 | 100 | 0 | 0
151 | 152 | 3NP:CORR_PARTITION_3_0_0 | 7 | Wall | 20.3058 | 20.3058 | 18.864 | 90 | 3.325 | 0 | 3 | 4 | 90 | 6.107 | 1 | 152 | 13 | 167 | 0 | 0
152 | 153 | 3NP:CORR_WALL_4_0_0 | 9 | Wall | 4.6383 | 10.3308 | 12.864 | 0 | 3.325 | 0 | 3 | 4 | 90 | 3.107 | 1 | 153 | 13 | 0 | 1 | 1
153 | 154 | 3NP:CORR_WALL_4_0_0_0_0_0_WIN | 15 | Window | 4.9875 | 2.5627 | 6.93 | 0 | 2.395 | 0.02 | 4 | 4 | 90 | 1.07 | 1 | 153 | 13 | 0 | 1 | 1
154 | 155 | 3NP:CORR_WALL_5_0_0 | 9 | Wall | 9.3995 | 23.6308 | 20.864 | 270 | 3.325 | 0 | 3 | 4 | 90 | 7.107 | 1 | 155 | 13 | 0 | 1 | 1
155 | 156 | 3NP:CORR_WALL_5_0_0_0_0_0_WIN | 15 | Window | 12.4688 | 2.5627 | 6.93 | 270 | 2.395 | 0.02 | 4 | 4 | 90 | 1.07 | 1 | 155 | 13 | 0 | 1 | 1
156 | 157 | 3NP:CORR_FLOOR_0_0_0 | 3 | Floor | 22.0814 | 22.0814 | 20.428 | 0 | 7.107 | 0 | 3 | 4 | 180 | 3.107 | 1 | 157 | 13 | 157 | 0 | 0
157 | 158 | 3NP:CORR_CEILING_1_0_0 | 5 | Roof | 22.0814 | 22.0814 | 20.428 | 180 | 7.107 | 0 | 3 | 4 | 0 | 3.107 | 1 | 158 | 13 | 305 | 0 | 0
158 | 159 | 3NP:SHAFT2_PARTITION_4_0_10037 | 8 | Wall | 3.325 | 3.325 | 8.65 | 270 | 3.325 | 0 | 3 | 4 | 90 | 1 | 1 | 159 | 14 | 34 | 0 | 0
159 | 160 | 3NP:SHAFT2_PARTITION_2_0_10051 | 8 | Wall | 3.325 | 3.325 | 8.65 | 90 | 3.325 | 0 | 3 | 4 | 90 | 1 | 1 | 160 | 14 | 54 | 0 | 0
160 | 161 | 3NP:SHAFT2_PARTITION_3_0_10074 | 8 | Wall | 16.625 | 16.625 | 16.65 | 0 | 3.325 | 0 | 3 | 4 | 90 | 5 | 1 | 161 | 14 | 95 | 0 | 0
161 | 162 | 3NP:SHAFT2_PARTITION_5_0_10083 | 8 | Wall | 16.625 | 16.625 | 16.65 | 180 | 3.325 | 0 | 3 | 4 | 90 | 5 | 1 | 162 | 14 | 112 | 0 | 0
162 | 163 | 3NP:SHAFT2_FLOOR_0_0_0 | 3 | Floor | 5 | 5 | 12 | 0 | 1 | 0 | 3 | 4 | 180 | 5 | 1 | 163 | 14 | 163 | 0 | 0
163 | 164 | 3NP:SHAFT2_CEILING_1_0_0 | 5 | Roof | 5 | 5 | 12 | 180 | 1 | 0 | 3 | 4 | 0 | 5 | 1 | 164 | 14 | 369 | 0 | 0
164 | 165 | 3NP:SHAFT3_PARTITION_2_0_10007 | 8 | Wall | 20.3058 | 20.3058 | 18.864 | 90 | 3.325 | 0 | 3 | 4 | 90 | 6.107 | 1 | 165 | 15 | 4 | 0 | 0
165 | 166 | 3NP:SHAFT3_PARTITION_5_0_10008 | 8 | Wall | 7.98 | 7.98 | 11.45 | 180 | 3.325 | 0 | 3 | 4 | 90 | 2.4 | 1 | 166 | 15 | 5 | 0 | 0
166 | 167 | 3NP:SHAFT3_PARTITION_4_0_10107 | 8 | Wall | 20.3058 | 20.3058 | 18.864 | 270 | 3.325 | 0 | 3 | 4 | 90 | 6.107 | 1 | 167 | 15 | 152 | 0 | 0
167 | 168 | 3NP:SHAFT3_WALL_3_0_0 | 9 | Wall | 5.1338 | 7.98 | 11.45 | 0 | 3.325 | 0 | 3 | 4 | 90 | 2.4 | 1 | 168 | 15 | 0 | 1 | 1
168 | 169 | 3NP:SHAFT3_WALL_3_0_0_0_0_0_WIN | 15 | Window | 2.4937 | 2.5627 | 6.93 | 0 | 2.395 | 0.02 | 4 | 4 | 90 | 1.07 | 1 | 168 | 15 | 0 | 1 | 1
169 | 170 | 3NP:SHAFT3_FLOOR_0_0_0 | 3 | Floor | 14.6568 | 14.6568 | 17.014 | 0 | 6.107 | 0 | 3 | 4 | 180 | 2.4 | 1 | 170 | 15 | 170 | 0 | 0
170 | 171 | 3NP:SHAFT3_CEILING_1_0_0 | 5 | Roof | 14.6568 | 14.6568 | 17.014 | 180 | 6.107 | 0 | 3 | 4 | 0 | 2.4 | 1 | 171 | 15 | 400 | 0 | 0
171 | 172 | 3NP:OFF2_PARTITION_4_0_10088 | 7 | Wall | 11.6608 | 11.6608 | 13.664 | 0 | 3.325 | 0 | 3 | 4 | 90 | 3.507 | 1 | 172 | 16 | 121 | 0 | 0
172 | 173 | 3NP:OFF2_PARTITION_3_0_10096 | 8 | Wall | 5.985 | 5.985 | 10.25 | 0 | 3.325 | 0 | 3 | 4 | 90 | 1.8 | 1 | 173 | 16 | 129 | 0 | 0
173 | 174 | 3NP:OFF2_PARTITION_2_0_10097 | 8 | Wall | 10.64 | 10.64 | 13.05 | 90 | 3.325 | 0 | 3 | 4 | 90 | 3.2 | 1 | 174 | 16 | 130 | 0 | 0
174 | 175 | 3NP:OFF2_WALL_5_0_0 | 9 | Wall | 12.635 | 12.635 | 14.25 | 270 | 3.325 | 0 | 3 | 4 | 90 | 3.8 | 1 | 175 | 16 | 0 | 1 | 1
175 | 176 | 3NP:OFF2_PARTITION_6_0_0 | 8 | Wall | 17.6458 | 17.6458 | 17.264 | 180 | 3.325 | 0 | 3 | 4 | 90 | 5.307 | 1 | 176 | 16 | 181 | 0 | 0
176 | 177 | 3NP:OFF2_PARTITION_7_0_0 | 8 | Wall | 1.995 | 1.995 | 7.85 | 90 | 3.325 | 0 | 3 | 4 | 90 | 0.6 | 1 | 177 | 16 | 182 | 0 | 0
177 | 178 | 3NP:OFF2_FLOOR_0_0_0 | 3 | Floor | 20.1666 | 20.1666 | 18.214 | 0 | 3.8 | 0 | 3 | 4 | 180 | 5.307 | 1 | 178 | 16 | 178 | 0 | 0
178 | 179 | 3NP:OFF2_CEILING_1_0_0 | 5 | Roof | 20.0607 | 20.0607 | 18.1742 | 180 | 3.7601 | 0 | 2 | 4 | 0 | 5.307 | 1 | 179 | 16 | 474 | 0 | 0
179 | 180 | 3NP:LOBBY_PARTITION_3_0_10098 | 8 | Wall | 8.645 | 8.645 | 11.85 | 0 | 3.325 | 0 | 3 | 4 | 90 | 2.6 | 1 | 180 | 17 | 131 | 0 | 0
180 | 181 | 3NP:LOBBY_PARTITION_5_0_10114 | 7 | Wall | 17.6458 | 17.6458 | 17.264 | 0 | 3.325 | 0 | 3 | 4 | 90 | 5.307 | 1 | 181 | 17 | 176 | 0 | 0
181 | 182 | 3NP:LOBBY_PARTITION_4_0_10115 | 7 | Wall | 1.995 | 1.995 | 7.85 | 270 | 3.325 | 0 | 3 | 4 | 90 | 0.6 | 1 | 182 | 17 | 177 | 0 | 0
182 | 183 | 3NP:LOBBY_PARTITION_2_0_0 | 7 | Wall | 14.9858 | 14.9858 | 15.664 | 90 | 3.325 | 0 | 3 | 4 | 90 | 4.507 | 1 | 183 | 17 | 198 | 0 | 0
183 | 184 | 3NP:LOBBY_WALL_6_0_0 | 9 | Wall | 30.2808 | 30.2808 | 24.864 | 270 | 3.325 | 0 | 3 | 4 | 90 | 9.107 | 1 | 184 | 17 | 0 | 1 | 1
184 | 185 | 3NP:LOBBY_WALL_7_0_0 | 9 | Wall | 8.2391 | 25.3165 | 21.878 | 180 | 3.325 | 0 | 3 | 4 | 90 | 7.614 | 1 | 185 | 17 | 0 | 1 | 1
185 | 186 | 3NP:LOBBY_WALL_7_0_0_0_0_0_WIN | 15 | Window | 14.9625 | 2.5627 | 6.93 | 180 | 2.395 | 0.02 | 4 | 4 | 90 | 1.07 | 1 | 185 | 17 | 0 | 1 | 1
186 | 187 | 3NP:LOBBY_WALL_8_0_0 | 9 | Wall | 5.905 | 17.29 | 17.05 | 90 | 3.325 | 0 | 3 | 4 | 90 | 5.2 | 1 | 187 | 17 | 0 | 1 | 1
187 | 188 | 3NP:LOBBY_WALL_8_0_0_0_0_0_WIN | 15 | Window | 9.975 | 2.5627 | 6.93 | 90 | 2.395 | 0.02 | 4 | 4 | 90 | 1.07 | 1 | 187 | 17 | 0 | 1 | 1
188 | 189 | 3NP:LOBBY_WALL_9_0_0 | 9 | Wall | 0.97423 | 0.97423 | 7.236 | 180 | 3.325 | 0 | 3 | 4 | 90 | 0.293 | 1 | 189 | 17 | 0 | 1 | 1
189 | 190 | 3NP:LOBBY_FLOOR_0_0_0 | 3 | Floor | 48.3308 | 48.3308 | 28.828 | 0 | 9.107 | 0 | 3 | 4 | 180 | 5.307 | 1 | 190 | 17 | 190 | 0 | 0
190 | 191 | 3NP:LOBBY_FLOOR_0_0_1 | 3 | Floor | 1.3206 | 1.3206 | 9.6 | 0 | 4.507 | 0 | 3 | 4 | 180 | 0.293 | 1 | 191 | 17 | 191 | 0 | 0
191 | 192 | 3NP:LOBBY_FLOOR_0_0_2 | 3 | Floor | 22.394 | 22.394 | 24.028 | 0 | 9.707 | 0 | 3 | 4 | 180 | 2.307 | 1 | 192 | 17 | 192 | 0 | 0
192 | 193 | 3NP:LOBBY_CEILING_1_0_0 | 5 | Roof | 1.56 | 1.56 | 6.4 | 180 | 0.6 | 0 | 3 | 4 | 0 | 2.6 | 1 | 193 | 17 | 434 | 0 | 0
193 | 194 | 3NP:LOBBY_CEILING_1_0_1 | 5 | Roof | 30.0466 | 30.0466 | 23.414 | 180 | 3.8 | 0 | 3 | 4 | 0 | 7.907 | 1 | 194 | 17 | 435 | 0 | 0
194 | 195 | 3NP:LOBBY_CEILING_1_1_0 | 5 | Roof | 39.5928 | 39.5928 | 25.628 | 180 | 5.2 | 0 | 3 | 4 | 0 | 7.614 | 1 | 195 | 17 | 590 | 0 | 0
195 | 196 | 3NP:LOBBY_CEILING_1_1_1 | 5 | Roof | 0.84605 | 0.84605 | 16.028 | 180 | 0.107 | 0 | 3 | 4 | 0 | 7.907 | 1 | 196 | 17 | 591 | 0 | 0
196 | 197 | 3NP:OFF3_PARTITION_3_0_10056 | 8 | Wall | 40.2558 | 40.2558 | 30.864 | 0 | 3.325 | 0 | 3 | 4 | 90 | 12.107 | 1 | 197 | 18 | 59 | 0 | 0
197 | 198 | 3NP:OFF3_PARTITION_4_0_10123 | 8 | Wall | 14.9858 | 14.9858 | 15.664 | 270 | 3.325 | 0 | 3 | 4 | 90 | 4.507 | 1 | 198 | 18 | 183 | 0 | 0
198 | 199 | 3NP:OFF3_WALL_2_0_0 | 9 | Wall | 6.447 | 14.9858 | 15.664 | 90 | 3.325 | 0 | 3 | 4 | 90 | 4.507 | 1 | 199 | 18 | 0 | 1 | 1
199 | 200 | 3NP:OFF3_WALL_2_0_0_0_0_0_WIN | 15 | Window | 7.4813 | 2.5627 | 6.93 | 90 | 2.395 | 0.02 | 4 | 4 | 90 | 1.07 | 1 | 199 | 18 | 0 | 1 | 1
200 | 201 | 3NP:OFF3_WALL_5_0_0 | 9 | Wall | 11.7933 | 40.2558 | 30.864 | 180 | 3.325 | 0 | 3 | 4 | 90 | 12.107 | 1 | 201 | 18 | 0 | 1 | 1
201 | 202 | 3NP:OFF3_WALL_5_0_0_0_0_0_WIN | 15 | Window | 24.9375 | 2.5627 | 6.93 | 180 | 2.395 | 0.02 | 4 | 4 | 90 | 1.07 | 1 | 201 | 18 | 0 | 1 | 1
202 | 203 | 3NP:OFF3_FLOOR_0_0_0 | 3 | Floor | 54.5662 | 54.5662 | 33.228 | 0 | 4.507 | 0 | 3 | 4 | 180 | 12.107 | 1 | 203 | 18 | 203 | 0 | 0
203 | 204 | 3NP:OFF3_CEILING_1_0_0 | 5 | Roof | 1.32 | 1.32 | 5.6 | 180 | 0.6 | 0 | 3 | 4 | 0 | 2.2 | 1 | 204 | 18 | 385 | 0 | 0
204 | 205 | 3NP:OFF3_CEILING_1_1_0 | 5 | Roof | 2.76 | 2.76 | 10.4 | 180 | 0.6 | 0 | 3 | 4 | 0 | 4.6 | 1 | 205 | 18 | 482 | 0 | 0
205 | 206 | 3NP:OFF3_CEILING_1_2_0 | 5 | Roof | 3.1842 | 3.1842 | 11.814 | 180 | 0.6 | 0 | 3 | 4 | 0 | 5.307 | 1 | 206 | 18 | 490 | 0 | 0
206 | 207 | 3NP:OFF3_CEILING_1_3_0 | 5 | Roof | 47.302 | 47.302 | 32.028 | 180 | 3.907 | 0 | 3 | 4 | 0 | 12.107 | 1 | 207 | 18 | 610 | 0 | 0
207 | 208 | 3NP:SHAFT_PARTITION_4_0_10026 | 8 | Wall | 2.66 | 2.66 | 8.25 | 270 | 3.325 | 0 | 3 | 4 | 90 | 0.8 | 1 | 208 | 19 | 19 | 0 | 0
208 | 209 | 3NP:SHAFT_PARTITION_2_0_10048 | 8 | Wall | 2.66 | 2.66 | 8.25 | 90 | 3.325 | 0 | 3 | 4 | 90 | 0.8 | 1 | 209 | 19 | 51 | 0 | 0
209 | 210 | 3NP:SHAFT_PARTITION_3_0_0 | 8 | Wall | 16.625 | 16.625 | 16.65 | 0 | 3.325 | 0 | 3 | 4 | 90 | 5 | 1 | 210 | 19 | 224 | 0 | 0
210 | 211 | 3NP:SHAFT_PARTITION_5_0_0 | 8 | Wall | 16.625 | 16.625 | 16.65 | 180 | 3.325 | 0 | 3 | 4 | 90 | 5 | 1 | 211 | 19 | 217 | 0 | 0
211 | 212 | 3NP:SHAFT_FLOOR_0_0_0 | 3 | Floor | 4 | 4 | 11.6 | 0 | 0.8 | 0 | 3 | 4 | 180 | 5 | 1 | 212 | 19 | 212 | 0 | 0
212 | 213 | 3NP:SHAFT_CEILING_1_0_0 | 5 | Roof | 4 | 4 | 11.6 | 180 | 0.8 | 0 | 3 | 4 | 0 | 5 | 1 | 213 | 19 | 546 | 0 | 0
213 | 214 | 3NP:WC4_PARTITION_5_0_10024 | 8 | Wall | 16.625 | 16.625 | 16.65 | 180 | 3.325 | 0 | 3 | 4 | 90 | 5 | 1 | 214 | 20 | 17 | 0 | 0
214 | 215 | 3NP:WC4_PARTITION_4_0_10025 | 8 | Wall | 12.635 | 12.635 | 14.25 | 270 | 3.325 | 0 | 3 | 4 | 90 | 3.8 | 1 | 215 | 20 | 18 | 0 | 0
215 | 216 | 3NP:WC4_PARTITION_2_0_10049 | 8 | Wall | 12.635 | 12.635 | 14.25 | 90 | 3.325 | 0 | 3 | 4 | 90 | 3.8 | 1 | 216 | 20 | 52 | 0 | 0
216 | 217 | 3NP:WC4_PARTITION_3_0_10132 | 7 | Wall | 16.625 | 16.625 | 16.65 | 0 | 3.325 | 0 | 3 | 4 | 90 | 5 | 1 | 217 | 20 | 211 | 0 | 0
217 | 218 | 3NP:WC4_FLOOR_0_0_0 | 3 | Floor | 19 | 19 | 17.6 | 0 | 3.8 | 0 | 3 | 4 | 180 | 5 | 1 | 218 | 20 | 218 | 0 | 0
218 | 219 | 3NP:WC4_CEILING_1_0_0 | 5 | Roof | 19 | 19 | 17.6 | 180 | 3.8 | 0 | 3 | 4 | 0 | 5 | 1 | 219 | 20 | 552 | 0 | 0
219 | 220 | 3NP:OFF4_PARTITION_5_0_10027 | 8 | Wall | 18.62 | 18.62 | 17.85 | 270 | 3.325 | 0 | 3 | 4 | 90 | 5.6 | 1 | 220 | 21 | 20 | 0 | 0
220 | 221 | 3NP:OFF4_PARTITION_7_0_10047 | 8 | Wall | 7.315 | 7.315 | 11.05 | 180 | 3.325 | 0 | 3 | 4 | 90 | 2.2 | 1 | 221 | 21 | 50 | 0 | 0
221 | 222 | 3NP:OFF4_PARTITION_9_0_10060 | 8 | Wall | 17.6458 | 17.6458 | 17.264 | 180 | 3.325 | 0 | 3 | 4 | 90 | 5.307 | 1 | 222 | 21 | 73 | 0 | 0
222 | 223 | 3NP:OFF4_PARTITION_8_0_10061 | 8 | Wall | 4.655 | 4.655 | 9.45 | 90 | 3.325 | 0 | 3 | 4 | 90 | 1.4 | 1 | 223 | 21 | 74 | 0 | 0
223 | 224 | 3NP:OFF4_PARTITION_6_0_10131 | 7 | Wall | 16.625 | 16.625 | 16.65 | 180 | 3.325 | 0 | 3 | 4 | 90 | 5 | 1 | 224 | 21 | 210 | 0 | 0
224 | 225 | 3NP:OFF4_WALL_2_0_0 | 9 | Wall | 5.4262 | 13.965 | 15.05 | 90 | 3.325 | 0 | 3 | 4 | 90 | 4.2 | 1 | 225 | 21 | 0 | 1 | 1
225 | 226 | 3NP:OFF4_WALL_2_0_0_0_0_0_WIN | 15 | Window | 7.4813 | 2.5627 | 6.93 | 90 | 2.395 | 0.02 | 4 | 4 | 90 | 1.07 | 1 | 225 | 21 | 0 | 1 | 1
226 | 227 | 3NP:OFF4_PARTITION_3_0_0 | 7 | Wall | 13.6558 | 13.6558 | 14.864 | 0 | 3.325 | 0 | 3 | 4 | 90 | 4.107 | 1 | 227 | 21 | 261 | 0 | 0
227 | 228 | 3NP:OFF4_PARTITION_4_0_0 | 7 | Wall | 27.93 | 27.93 | 23.45 | 0 | 3.325 | 0 | 3 | 4 | 90 | 8.4 | 1 | 228 | 21 | 237 | 0 | 0
228 | 229 | 3NP:OFF4_FLOOR_0_0_0 | 3 | Floor | 22.2894 | 22.2894 | 19.014 | 0 | 4.2 | 0 | 3 | 4 | 180 | 5.307 | 1 | 229 | 21 | 229 | 0 | 0
229 | 230 | 3NP:OFF4_FLOOR_0_0_1 | 3 | Floor | 40.32 | 40.32 | 25.6 | 0 | 5.6 | 0 | 3 | 4 | 180 | 7.2 | 1 | 230 | 21 | 230 | 0 | 0
230 | 231 | 3NP:OFF4_CEILING_1_0_0 | 5 | Roof | 3 | 3 | 11.2 | 180 | 0.6 | 0 | 3 | 4 | 0 | 5 | 1 | 231 | 21 | 502 | 0 | 0
231 | 232 | 3NP:OFF4_CEILING_1_1_0 | 5 | Roof | 11.88 | 11.88 | 15.2 | 180 | 5.4 | 0 | 3 | 4 | 0 | 2.2 | 1 | 232 | 21 | 516 | 0 | 0
232 | 233 | 3NP:OFF4_CEILING_1_1_1 | 5 | Roof | 1.5014 | 1.5014 | 15.414 | 180 | 0.2 | 0 | 3 | 4 | 0 | 7.507 | 1 | 233 | 21 | 517 | 0 | 0
233 | 234 | 3NP:OFF4_CEILING_1_2_0 | 5 | Roof | 25 | 25 | 20 | 180 | 5 | 0 | 3 | 4 | 0 | 5 | 1 | 234 | 21 | 533 | 0 | 0
234 | 235 | 3NP:OFF4_CEILING_1_3_0 | 5 | Roof | 21.228 | 21.228 | 18.614 | 180 | 4 | 0 | 3 | 4 | 0 | 5.307 | 1 | 235 | 21 | 540 | 0 | 0
235 | 236 | 3NP:OFF5_PARTITION_13_0_10028 | 8 | Wall | 8.3358 | 8.3358 | 11.664 | 270 | 3.325 | 0 | 3 | 4 | 90 | 2.507 | 1 | 236 | 22 | 21 | 0 | 0
236 | 237 | 3NP:OFF5_PARTITION_14_0_10143 | 8 | Wall | 27.93 | 27.93 | 23.45 | 180 | 3.325 | 0 | 3 | 4 | 90 | 8.4 | 1 | 237 | 22 | 228 | 0 | 0
237 | 238 | 3NP:OFF5_PARTITION_2_0_0 | 7 | Wall | 29.6158 | 29.6158 | 24.464 | 90 | 3.325 | 0 | 3 | 4 | 90 | 8.907 | 1 | 238 | 22 | 262 | 0 | 0
238 | 239 | 3NP:OFF5_WALL_3_0_0 | 9 | Wall | 8.5347 | 19.9197 | 18.6318 | 0 | 3.325 | 0 | 3 | 4 | 90 | 5.9909 | 1 | 239 | 22 | 0 | 1 | 1
239 | 240 | 3NP:OFF5_WALL_3_0_0_0_0_0_WIN | 15 | Window | 9.975 | 2.5627 | 6.93 | 0 | 2.395 | 0.02 | 4 | 4 | 90 | 1.07 | 1 | 239 | 22 | 0 | 1 | 1
240 | 241 | 3NP:OFF5_WALL_4_0_0 | 9 | Wall | 2.1388 | 2.1388 | 7.9365 | 288.9704 | 3.325 | 0 | 3 | 4 | 90 | 0.64325 | 1 | 241 | 22 | 0 | 1 | 1
241 | 242 | 3NP:OFF5_PARTITION_5_0_0 | 7 | Wall | 9.6381 | 9.6381 | 12.4474 | 270 | 3.325 | 0 | 3 | 4 | 90 | 2.8987 | 1 | 242 | 22 | 277 | 0 | 0
242 | 243 | 3NP:OFF5_PARTITION_6_0_0 | 7 | Wall | 6.65 | 6.65 | 10.65 | 180 | 3.325 | 0 | 3 | 4 | 90 | 2 | 1 | 243 | 22 | 278 | 0 | 0
243 | 244 | 3NP:OFF5_PARTITION_7_0_0 | 7 | Wall | 7.98 | 7.98 | 11.45 | 180 | 3.325 | 0 | 3 | 4 | 90 | 2.4 | 1 | 244 | 22 | 270 | 0 | 0
244 | 245 | 3NP:OFF5_PARTITION_8_0_0 | 7 | Wall | 8.645 | 8.645 | 11.85 | 270 | 3.325 | 0 | 3 | 4 | 90 | 2.6 | 1 | 245 | 22 | 271 | 0 | 0
245 | 246 | 3NP:OFF5_PARTITION_9_0_0 | 7 | Wall | 7.98 | 7.98 | 11.45 | 0 | 3.325 | 0 | 3 | 4 | 90 | 2.4 | 1 | 246 | 22 | 272 | 0 | 0
246 | 247 | 3NP:OFF5_PARTITION_10_0_0 | 7 | Wall | 12.9348 | 12.9348 | 14.4303 | 0 | 3.325 | 0 | 3 | 4 | 90 | 3.8902 | 1 | 247 | 22 | 279 | 0 | 0
247 | 248 | 3NP:OFF5_WALL_11_0_0 | 9 | Wall | 1.0302 | 1.0302 | 7.2697 | 288.9704 | 3.325 | 0 | 3 | 4 | 90 | 0.30983 | 1 | 248 | 22 | 0 | 1 | 1
248 | 249 | 3NP:OFF5_WALL_12_0_0 | 9 | Wall | 0.69529 | 0.69529 | 7.0682 | 0 | 3.325 | 0 | 3 | 4 | 90 | 0.20911 | 1 | 249 | 22 | 0 | 1 | 1
249 | 250 | 3NP:OFF5_FLOOR_0_0_0 | 3 | Floor | 0.063602 | 0.063602 | 1.4607 | 90 | 0.64325 | 0 | 1 | 3 | 180 | 0.60832 | 1 | 250 | 22 | 250 | 0 | 0
250 | 251 | 3NP:OFF5_FLOOR_0_0_1 | 3 | Floor | 18.3404 | 18.3404 | 18.5419 | 3.1252e-08 | 4.2826 | 0 | 9 | 5 | 180 | 4.2826 | 1 | 251 | 22 | 251 | 0 | 0
251 | 252 | 3NP:OFF5_FLOOR_0_0_2 | 3 | Floor | 9.72 | 9.72 | 14.4 | 0 | 5.4 | 0 | 3 | 4 | 180 | 1.8 | 1 | 252 | 22 | 252 | 0 | 0
252 | 253 | 3NP:OFF5_FLOOR_0_0_3 | 3 | Floor | 21.6798 | 21.6798 | 19.2398 | 0 | 4.6562 | 0 | 9 | 5 | 180 | 4.6562 | 1 | 253 | 22 | 253 | 0 | 0
253 | 254 | 3NP:OFF5_CEILING_1_0_0 | 5 | Roof | 10 | 10 | 14 | 180 | 2 | 0 | 3 | 4 | 0 | 5 | 1 | 254 | 22 | 503 | 0 | 0
254 | 255 | 3NP:OFF5_CEILING_1_1_0 | 5 | Roof | 1.389 | 1.389 | 10.0839 | 180 | 0.30983 | 0 | 2 | 4 | 0 | 4.7909 | 1 | 255 | 22 | 518 | 0 | 0
255 | 256 | 3NP:OFF5_CEILING_1_1_1 | 5 | Roof | 2.535 | 2.535 | 11.014 | 180 | 0.507 | 0 | 3 | 4 | 0 | 5 | 1 | 256 | 22 | 519 | 0 | 0
256 | 257 | 3NP:OFF5_CEILING_1_1_2 | 5 | Roof | 2.52 | 2.52 | 6.4 | 180 | 1.4 | 0 | 3 | 4 | 0 | 1.8 | 1 | 257 | 22 | 520 | 0 | 0
257 | 258 | 3NP:OFF5_CEILING_1_1_3 | 5 | Roof | 9.52 | 9.52 | 12.4 | 180 | 2.8 | 0 | 3 | 4 | 0 | 3.4 | 1 | 258 | 22 | 521 | 0 | 0
258 | 259 | 3NP:OFF5_CEILING_1_2_0 | 5 | Roof | 15.3672 | 15.3672 | 15.6398 | 180 | 3.9201 | 0 | 9 | 5 | 0 | 3.9201 | 1 | 259 | 22 | 621 | 0 | 0
259 | 260 | 3NP:OFF5_CEILING_1_2_1 | 5 | Roof | 8.4726 | 8.4726 | 13.014 | 180 | 4.707 | 0 | 3 | 4 | 0 | 1.8 | 1 | 260 | 22 | 622 | 0 | 0
260 | 261 | 3NP:OFF6_PARTITION_5_0_10142 | 8 | Wall | 13.6558 | 13.6558 | 14.864 | 180 | 3.325 | 0 | 3 | 4 | 90 | 4.107 | 1 | 261 | 23 | 227 | 0 | 0
261 | 262 | 3NP:OFF6_PARTITION_4_0_10155 | 8 | Wall | 29.6158 | 29.6158 | 24.464 | 270 | 3.325 | 0 | 3 | 4 | 90 | 8.907 | 1 | 262 | 23 | 238 | 0 | 0
262 | 263 | 3NP:OFF6_WALL_2_0_0 | 9 | Wall | 9.692 | 29.6158 | 24.464 | 90 | 3.325 | 0 | 3 | 4 | 90 | 8.907 | 1 | 263 | 23 | 0 | 1 | 1
263 | 264 | 3NP:OFF6_WALL_2_0_0_0_0_0_WIN | 15 | Window | 17.4563 | 2.5627 | 6.93 | 90 | 2.395 | 0.02 | 4 | 4 | 90 | 1.07 | 1 | 263 | 23 | 0 | 1 | 1
264 | 265 | 3NP:OFF6_WALL_3_0_0 | 9 | Wall | 5.117 | 13.6558 | 14.864 | 0 | 3.325 | 0 | 3 | 4 | 90 | 4.107 | 1 | 265 | 23 | 0 | 1 | 1
265 | 266 | 3NP:OFF6_WALL_3_0_0_0_0_0_WIN | 15 | Window | 7.4813 | 2.5627 | 6.93 | 0 | 2.395 | 0.02 | 4 | 4 | 90 | 1.07 | 1 | 265 | 23 | 0 | 1 | 1
266 | 267 | 3NP:OFF6_FLOOR_0_0_0 | 3 | Floor | 36.581 | 36.581 | 26.028 | 0 | 8.907 | 0 | 3 | 4 | 180 | 4.107 | 1 | 267 | 23 | 267 | 0 | 0
267 | 268 | 3NP:OFF6_CEILING_1_0_0 | 5 | Roof | 17.2494 | 17.2494 | 16.614 | 180 | 4.2 | 0 | 3 | 4 | 0 | 4.107 | 1 | 268 | 23 | 522 | 0 | 0
268 | 269 | 3NP:OFF6_CEILING_1_1_0 | 5 | Roof | 19.3316 | 19.3316 | 17.628 | 180 | 4.707 | 0 | 3 | 4 | 0 | 4.107 | 1 | 269 | 23 | 623 | 0 | 0
269 | 270 | 3NP:WC_PARTITION_3_0_10158 | 8 | Wall | 7.98 | 7.98 | 11.45 | 0 | 3.325 | 0 | 3 | 4 | 90 | 2.4 | 1 | 270 | 24 | 244 | 0 | 0
270 | 271 | 3NP:WC_PARTITION_2_0_10159 | 8 | Wall | 8.645 | 8.645 | 11.85 | 90 | 3.325 | 0 | 3 | 4 | 90 | 2.6 | 1 | 271 | 24 | 245 | 0 | 0
271 | 272 | 3NP:WC_PARTITION_5_0_10160 | 8 | Wall | 7.98 | 7.98 | 11.45 | 180 | 3.325 | 0 | 3 | 4 | 90 | 2.4 | 1 | 272 | 24 | 246 | 0 | 0
272 | 273 | 3NP:WC_PARTITION_4_0_0 | 8 | Wall | 8.645 | 8.645 | 11.85 | 270 | 3.325 | 0 | 3 | 4 | 90 | 2.6 | 1 | 273 | 24 | 280 | 0 | 0
273 | 274 | 3NP:WC_FLOOR_0_0_0 | 3 | Floor | 6.24 | 6.24 | 10 | 0 | 2.6 | 0 | 3 | 4 | 180 | 2.4 | 1 | 274 | 24 | 274 | 0 | 0
274 | 275 | 3NP:WC_CEILING_1_0_0 | 5 | Roof | 3.36 | 3.36 | 7.6 | 180 | 1.4 | 0 | 3 | 4 | 0 | 2.4 | 1 | 275 | 24 | 523 | 0 | 0
275 | 276 | 3NP:WC_CEILING_1_1_0 | 5 | Roof | 2.88 | 2.88 | 7.2 | 180 | 1.2 | 0 | 3 | 4 | 0 | 2.4 | 1 | 276 | 24 | 624 | 0 | 0
276 | 277 | 3NP:OFF7_PARTITION_4_0_10156 | 8 | Wall | 9.6381 | 9.6381 | 12.4474 | 90 | 3.325 | 0 | 3 | 4 | 90 | 2.8987 | 1 | 277 | 25 | 242 | 0 | 0
277 | 278 | 3NP:OFF7_PARTITION_3_0_10157 | 8 | Wall | 6.65 | 6.65 | 10.65 | 0 | 3.325 | 0 | 3 | 4 | 90 | 2 | 1 | 278 | 25 | 243 | 0 | 0
278 | 279 | 3NP:OFF7_PARTITION_6_0_10161 | 8 | Wall | 12.9348 | 12.9348 | 14.4303 | 180 | 3.325 | 0 | 3 | 4 | 90 | 3.8902 | 1 | 279 | 25 | 247 | 0 | 0
279 | 280 | 3NP:OFF7_PARTITION_2_0_10168 | 7 | Wall | 8.645 | 8.645 | 11.85 | 90 | 3.325 | 0 | 3 | 4 | 90 | 2.6 | 1 | 280 | 25 | 273 | 0 | 0
280 | 281 | 3NP:OFF7_WALL_5_0_0 | 9 | Wall | 7.9482 | 19.3332 | 18.279 | 288.9704 | 3.325 | 0 | 3 | 4 | 90 | 5.8145 | 1 | 281 | 25 | 0 | 1 | 1
281 | 282 | 3NP:OFF7_WALL_5_0_0_0_0_0_WIN | 15 | Window | 9.975 | 2.5626 | 6.93 | 288.9704 | 2.395 | 0.02 | 4 | 4 | 90 | 1.07 | 1 | 281 | 25 | 0 | 1 | 1
282 | 283 | 3NP:OFF7_FLOOR_0_0_0 | 3 | Floor | 1.4442 | 1.4442 | 6.9603 | 0 | 2.8987 | 0 | 1 | 3 | 180 | 0.99642 | 1 | 283 | 25 | 283 | 0 | 0
283 | 284 | 3NP:OFF7_FLOOR_0_0_1 | 3 | Floor | 8.9526 | 8.9526 | 12.2359 | 0 | 2.6 | 0 | 2 | 4 | 180 | 3.8902 | 1 | 284 | 25 | 284 | 0 | 0
284 | 285 | 3NP:OFF7_CEILING_1_0_0 | 5 | Roof | 5.1094 | 5.1094 | 10.1795 | 180 | 1.4804 | 0 | 2 | 4 | 0 | 3.8902 | 1 | 285 | 25 | 524 | 0 | 0
285 | 286 | 3NP:OFF7_CEILING_1_1_0 | 5 | Roof | 2.4 | 2.4 | 6.4 | 180 | 1.2 | 0 | 3 | 4 | 0 | 2 | 1 | 286 | 25 | 625 | 0 | 0
286 | 287 | 3NP:OFF7_CEILING_1_1_1 | 5 | Roof | 2.8874 | 2.8874 | 9.8417 | 180 | 4.3341 | 0 | 1 | 3 | 0 | 1.4089 | 1 | 287 | 25 | 626 | 0 | 0
287 | 288 | 3NP:OFF_PARTITION_2_0_10029 | 8 | Wall | 23.6308 | 23.6308 | 20.864 | 90 | 3.325 | 0 | 3 | 4 | 90 | 7.107 | 1 | 288 | 26 | 24 | 0 | 0
288 | 289 | 3NP:OFF_PARTITION_5_0_10030 | 8 | Wall | 15.8762 | 15.8762 | 16.1996 | 180 | 3.325 | 0 | 3 | 4 | 90 | 4.7748 | 1 | 289 | 26 | 25 | 0 | 0
289 | 290 | 3NP:OFF_WALL_3_0_0 | 9 | Wall | 4.9132 | 16.2982 | 16.4534 | 0 | 3.325 | 0 | 3 | 4 | 90 | 4.9017 | 1 | 290 | 26 | 0 | 1 | 1
290 | 291 | 3NP:OFF_WALL_3_0_0_0_0_0_WIN | 15 | Window | 9.975 | 2.5627 | 6.93 | 0 | 2.395 | 0.02 | 4 | 4 | 90 | 1.07 | 1 | 290 | 26 | 0 | 1 | 1
291 | 292 | 3NP:OFF_WALL_4_0_0 | 9 | Wall | 9.4033 | 23.6345 | 20.8663 | 268.977 | 3.325 | 0 | 3 | 4 | 90 | 7.1081 | 1 | 292 | 26 | 0 | 1 | 1
292 | 293 | 3NP:OFF_WALL_4_0_0_0_0_0_WIN | 15 | Window | 12.4688 | 2.5627 | 6.93 | 268.977 | 2.395 | 0.02 | 4 | 4 | 90 | 1.07 | 1 | 292 | 26 | 0 | 1 | 1
293 | 294 | 3NP:OFF_FLOOR_0_0_0 | 3 | Floor | 34.3856 | 34.3856 | 23.8917 | 0 | 7.107 | 0 | 2 | 4 | 180 | 4.7748 | 1 | 294 | 26 | 294 | 0 | 0
294 | 295 | 3NP:OFF_CEILING_1_0_0 | 5 | Roof | 5.2106 | 5.2106 | 11.628 | 180 | 1.107 | 0 | 3 | 4 | 0 | 4.707 | 1 | 295 | 26 | 564 | 0 | 0
295 | 296 | 3NP:OFF_CEILING_1_1_0 | 5 | Roof | 28.242 | 28.242 | 21.414 | 180 | 6 | 0 | 3 | 4 | 0 | 4.707 | 1 | 296 | 26 | 581 | 0 | 0
296 | 297 | 3NP:OFF_ROOF_1_2_0 | 11 | Roof | 0.93291 | 0.93291 | 14.4777 | 180 | 7.1081 | 0 | 3 | 4 | 0 | 0.06781 | 1 | 297 | 26 | 0 | 1 | 1
297 | 298 | 4NP:CORR1_PARTITION_2_0_0 | 7 | Wall | 3.325 | 3.325 | 8.65 | 90 | 3.325 | 0 | 3 | 4 | 90 | 1 | 1 | 298 | 27 | 307 | 0 | 0
298 | 299 | 4NP:CORR1_PARTITION_3_0_0 | 7 | Wall | 20.3058 | 20.3058 | 18.864 | 90 | 3.325 | 0 | 3 | 4 | 90 | 6.107 | 1 | 299 | 27 | 395 | 0 | 0
299 | 300 | 4NP:CORR1_WALL_4_0_0 | 9 | Wall | 4.6383 | 10.3308 | 12.864 | 0 | 3.325 | 0 | 3 | 4 | 90 | 3.107 | 1 | 300 | 27 | 0 | 1 | 1
300 | 301 | 4NP:CORR1_WALL_4_0_0_0_0_0_WIN | 15 | Window | 4.9875 | 2.5627 | 6.93 | 0 | 2.395 | 0.02 | 4 | 4 | 90 | 1.07 | 1 | 300 | 27 | 0 | 1 | 1
301 | 302 | 4NP:CORR1_WALL_5_0_0 | 9 | Wall | 9.3995 | 23.6308 | 20.864 | 270 | 3.325 | 0 | 3 | 4 | 90 | 7.107 | 1 | 302 | 27 | 0 | 1 | 1
302 | 303 | 4NP:CORR1_WALL_5_0_0_0_0_0_WIN | 15 | Window | 12.4688 | 2.5627 | 6.93 | 270 | 2.395 | 0.02 | 4 | 4 | 90 | 1.07 | 1 | 302 | 27 | 0 | 1 | 1
303 | 304 | 4NP:CORR1_PARTITION_6_0_0 | 7 | Wall | 10.3308 | 10.3308 | 12.864 | 180 | 3.325 | 0 | 3 | 4 | 90 | 3.107 | 1 | 304 | 27 | 402 | 0 | 0
304 | 305 | 4NP:CORR1_FLOOR_0_0_10106 | 6 | Floor | 22.0814 | 22.0814 | 20.428 | 0 | 7.107 | 0 | 3 | 4 | 180 | 3.107 | 1 | 305 | 27 | 158 | 0 | 0
305 | 306 | 4NP:CORR1_CEILING_1_0_0 | 5 | Roof | 22.0814 | 22.0814 | 20.428 | 180 | 7.107 | 0 | 3 | 4 | 0 | 3.107 | 1 | 306 | 27 | 636 | 0 | 0
306 | 307 | 4NP:CORR2_PARTITION_7_0_10178 | 8 | Wall | 3.325 | 3.325 | 8.65 | 270 | 3.325 | 0 | 3 | 4 | 90 | 1 | 1 | 307 | 28 | 298 | 0 | 0
307 | 308 | 4NP:CORR2_PARTITION_2_0_0 | 7 | Wall | 10.64 | 10.64 | 13.05 | 90 | 3.325 | 0 | 3 | 4 | 90 | 3.2 | 1 | 308 | 28 | 319 | 0 | 0
308 | 309 | 4NP:CORR2_PARTITION_3_0_0 | 7 | Wall | 12.9908 | 12.9908 | 14.464 | 90 | 3.325 | 0 | 3 | 4 | 90 | 3.907 | 1 | 309 | 28 | 335 | 0 | 0
309 | 310 | 4NP:CORR2_WALL_4_0_0 | 9 | Wall | 2.9525 | 8.645 | 11.85 | 0 | 3.325 | 0 | 3 | 4 | 90 | 2.6 | 1 | 310 | 28 | 0 | 1 | 1
310 | 311 | 4NP:CORR2_WALL_4_0_0_0_0_0_WIN | 15 | Window | 4.9875 | 2.5627 | 6.93 | 0 | 2.395 | 0.02 | 4 | 4 | 90 | 1.07 | 1 | 310 | 28 | 0 | 1 | 1
311 | 312 | 4NP:CORR2_PARTITION_5_0_0 | 7 | Wall | 20.3058 | 20.3058 | 18.864 | 270 | 3.325 | 0 | 3 | 4 | 90 | 6.107 | 1 | 312 | 28 | 396 | 0 | 0
312 | 313 | 4NP:CORR2_PARTITION_6_0_0 | 7 | Wall | 7.98 | 7.98 | 11.45 | 0 | 3.325 | 0 | 3 | 4 | 90 | 2.4 | 1 | 313 | 28 | 397 | 0 | 0
313 | 314 | 4NP:CORR2_PARTITION_8_0_0 | 7 | Wall | 16.625 | 16.625 | 16.65 | 180 | 3.325 | 0 | 3 | 4 | 90 | 5 | 1 | 314 | 28 | 403 | 0 | 0
314 | 315 | 4NP:CORR2_FLOOR_0_0_10002 | 6 | Floor | 15.8782 | 15.8782 | 17.414 | 0 | 6.107 | 0 | 3 | 4 | 180 | 2.6 | 1 | 315 | 28 | 11 | 0 | 0
315 | 316 | 4NP:CORR2_FLOOR_0_0_10003 | 6 | Floor | 5 | 5 | 12 | 0 | 1 | 0 | 3 | 4 | 180 | 5 | 1 | 316 | 28 | 12 | 0 | 0
316 | 317 | 4NP:CORR2_CEILING_1_0_0 | 5 | Roof | 15.8782 | 15.8782 | 17.414 | 180 | 6.107 | 0 | 3 | 4 | 0 | 2.6 | 1 | 317 | 28 | 646 | 0 | 0
317 | 318 | 4NP:CORR2_CEILING_1_0_1 | 5 | Roof | 5 | 5 | 12 | 180 | 1 | 0 | 3 | 4 | 0 | 5 | 1 | 318 | 28 | 647 | 0 | 0
318 | 319 | 4NP:MECH1_PARTITION_4_0_10183 | 8 | Wall | 10.64 | 10.64 | 13.05 | 270 | 3.325 | 0 | 3 | 4 | 90 | 3.2 | 1 | 319 | 29 | 308 | 0 | 0
319 | 320 | 4NP:MECH1_PARTITION_2_0_0 | 7 | Wall | 19.285 | 19.285 | 18.25 | 90 | 3.325 | 0 | 3 | 4 | 90 | 5.8 | 1 | 320 | 29 | 328 | 0 | 0
320 | 321 | 4NP:MECH1_PARTITION_3_0_0 | 8 | Wall | 6.65 | 6.65 | 10.65 | 0 | 3.325 | 0 | 3 | 4 | 90 | 2 | 1 | 321 | 29 | 336 | 0 | 0
321 | 322 | 4NP:MECH1_PARTITION_5_0_0 | 7 | Wall | 8.645 | 8.645 | 11.85 | 270 | 3.325 | 0 | 3 | 4 | 90 | 2.6 | 1 | 322 | 29 | 404 | 0 | 0
322 | 323 | 4NP:MECH1_PARTITION_6_0_0 | 8 | Wall | 6.65 | 6.65 | 10.65 | 180 | 3.325 | 0 | 3 | 4 | 90 | 2 | 1 | 323 | 29 | 412 | 0 | 0
323 | 324 | 4NP:MECH1_FLOOR_0_0_10004 | 6 | Floor | 0.9452 | 0.9452 | 6.9908 | 0 | 3.2 | 0 | 3 | 4 | 180 | 0.29453 | 1 | 324 | 29 | 13 | 0 | 0
324 | 325 | 4NP:MECH1_FLOOR_0_0_10063 | 6 | Floor | 9.8908 | 9.8908 | 15.0106 | 0 | 5.8 | 0 | 3 | 4 | 180 | 1.7068 | 1 | 325 | 29 | 83 | 0 | 0
325 | 326 | 4NP:MECH1_FLOOR_0_0_10076 | 6 | Floor | 0.764 | 0.764 | 5.7877 | 0 | 2.6 | 0 | 3 | 4 | 180 | 0.29316 | 1 | 326 | 29 | 107 | 0 | 0
326 | 327 | 4NP:MECH1_CEILING_1_0_0 | 5 | Roof | 11.6 | 11.6 | 15.6 | 180 | 5.8 | 0 | 3 | 4 | 0 | 2 | 1 | 327 | 29 | 655 | 0 | 0
327 | 328 | 4NP:WC1_PARTITION_4_0_10189 | 8 | Wall | 19.285 | 19.285 | 18.25 | 270 | 3.325 | 0 | 3 | 4 | 90 | 5.8 | 1 | 328 | 30 | 320 | 0 | 0
328 | 329 | 4NP:WC1_PARTITION_2_0_0 | 8 | Wall | 19.285 | 19.285 | 18.25 | 90 | 3.325 | 0 | 3 | 4 | 90 | 5.8 | 1 | 329 | 30 | 337 | 0 | 0
329 | 330 | 4NP:WC1_PARTITION_3_0_0 | 8 | Wall | 9.975 | 9.975 | 12.65 | 0 | 3.325 | 0 | 3 | 4 | 90 | 3 | 1 | 330 | 30 | 338 | 0 | 0
330 | 331 | 4NP:WC1_PARTITION_5_0_0 | 8 | Wall | 9.975 | 9.975 | 12.65 | 180 | 3.325 | 0 | 3 | 4 | 90 | 3 | 1 | 331 | 30 | 413 | 0 | 0
331 | 332 | 4NP:WC1_FLOOR_0_0_10064 | 6 | Floor | 0.13508 | 0.13508 | 11.6468 | 0 | 5.8002 | 0 | 1 | 3 | 180 | 0.046581 | 1 | 332 | 30 | 84 | 0 | 0
332 | 333 | 4NP:WC1_FLOOR_0_0_10069 | 6 | Floor | 17.2649 | 17.2649 | 17.5536 | 0 | 5.8 | 0 | 2 | 4 | 180 | 2.9534 | 1 | 333 | 30 | 91 | 0 | 0
333 | 334 | 4NP:WC1_CEILING_1_0_0 | 5 | Roof | 17.4 | 17.4 | 17.6 | 180 | 5.8 | 0 | 3 | 4 | 0 | 3 | 1 | 334 | 30 | 661 | 0 | 0
334 | 335 | 4NP:CORR3_PARTITION_16_0_10184 | 8 | Wall | 12.9908 | 12.9908 | 14.464 | 270 | 3.325 | 0 | 3 | 4 | 90 | 3.907 | 1 | 335 | 31 | 309 | 0 | 0
335 | 336 | 4NP:CORR3_PARTITION_17_0_10190 | 7 | Wall | 6.65 | 6.65 | 10.65 | 180 | 3.325 | 0 | 3 | 4 | 90 | 2 | 1 | 336 | 31 | 321 | 0 | 0
336 | 337 | 4NP:CORR3_PARTITION_19_0_10194 | 7 | Wall | 19.285 | 19.285 | 18.25 | 270 | 3.325 | 0 | 3 | 4 | 90 | 5.8 | 1 | 337 | 31 | 329 | 0 | 0
337 | 338 | 4NP:CORR3_PARTITION_18_0_10195 | 7 | Wall | 9.975 | 9.975 | 12.65 | 180 | 3.325 | 0 | 3 | 4 | 90 | 3 | 1 | 338 | 31 | 330 | 0 | 0
338 | 339 | 4NP:CORR3_PARTITION_2_0_0 | 7 | Wall | 3.325 | 3.325 | 8.65 | 90 | 3.325 | 0 | 3 | 4 | 90 | 1 | 1 | 339 | 31 | 365 | 0 | 0
339 | 340 | 4NP:CORR3_PARTITION_3_0_0 | 7 | Wall | 9.31 | 9.31 | 12.25 | 90 | 3.325 | 0 | 3 | 4 | 90 | 2.8 | 1 | 340 | 31 | 463 | 0 | 0
340 | 341 | 4NP:CORR3_PARTITION_4_0_0 | 7 | Wall | 16.625 | 16.625 | 16.65 | 180 | 3.325 | 0 | 3 | 4 | 90 | 5 | 1 | 341 | 31 | 464 | 0 | 0
341 | 342 | 4NP:CORR3_PARTITION_5_0_0 | 7 | Wall | 6.65 | 6.65 | 10.65 | 90 | 3.325 | 0 | 3 | 4 | 90 | 2 | 1 | 342 | 31 | 371 | 0 | 0
342 | 343 | 4NP:CORR3_PARTITION_6_0_0 | 7 | Wall | 16.625 | 16.625 | 16.65 | 0 | 3.325 | 0 | 3 | 4 | 90 | 5 | 1 | 343 | 31 | 548 | 0 | 0
343 | 344 | 4NP:CORR3_PARTITION_7_0_0 | 7 | Wall | 12.635 | 12.635 | 14.25 | 90 | 3.325 | 0 | 3 | 4 | 90 | 3.8 | 1 | 344 | 31 | 549 | 0 | 0
344 | 345 | 4NP:CORR3_PARTITION_8_0_0 | 7 | Wall | 2.66 | 2.66 | 8.25 | 90 | 3.325 | 0 | 3 | 4 | 90 | 0.8 | 1 | 345 | 31 | 542 | 0 | 0
345 | 346 | 4NP:CORR3_PARTITION_9_0_0 | 7 | Wall | 3.325 | 3.325 | 8.65 | 90 | 3.325 | 0 | 3 | 4 | 90 | 1 | 1 | 346 | 31 | 528 | 0 | 0
346 | 347 | 4NP:CORR3_PARTITION_10_0_0 | 7 | Wall | 9.31 | 9.31 | 12.25 | 0 | 3.325 | 0 | 3 | 4 | 90 | 2.8 | 1 | 347 | 31 | 554 | 0 | 0
347 | 348 | 4NP:CORR3_PARTITION_11_0_0 | 7 | Wall | 7.98 | 7.98 | 11.45 | 0 | 3.325 | 0 | 3 | 4 | 90 | 2.4 | 1 | 348 | 31 | 575 | 0 | 0
348 | 349 | 4NP:CORR3_PARTITION_12_0_0 | 7 | Wall | 13.3 | 13.3 | 14.65 | 270 | 3.325 | 0 | 3 | 4 | 90 | 4 | 1 | 349 | 31 | 568 | 0 | 0
349 | 350 | 4NP:CORR3_PARTITION_13_0_0 | 7 | Wall | 7.6708 | 7.6708 | 11.264 | 0 | 3.325 | 0 | 3 | 4 | 90 | 2.307 | 1 | 350 | 31 | 569 | 0 | 0
350 | 351 | 4NP:CORR3_WALL_14_0_0 | 9 | Wall | 0.30923 | 0.30923 | 6.836 | 270 | 3.325 | 0 | 3 | 4 | 90 | 0.093 | 1 | 351 | 31 | 0 | 1 | 1
351 | 352 | 4NP:CORR3_WALL_15_0_0 | 9 | Wall | 0.97423 | 0.97423 | 7.236 | 0 | 3.325 | 0 | 3 | 4 | 90 | 0.293 | 1 | 352 | 31 | 0 | 1 | 1
352 | 353 | 4NP:CORR3_PARTITION_20_0_0 | 7 | Wall | 9.31 | 9.31 | 12.25 | 180 | 3.325 | 0 | 3 | 4 | 90 | 2.8 | 1 | 353 | 31 | 414 | 0 | 0
353 | 354 | 4NP:CORR3_PARTITION_21_0_0 | 8 | Wall | 7.98 | 7.98 | 11.45 | 90 | 3.325 | 0 | 3 | 4 | 90 | 2.4 | 1 | 354 | 31 | 455 | 0 | 0
354 | 355 | 4NP:CORR3_FLOOR_0_0_10005 | 6 | Floor | 1.1614 | 1.1614 | 8.4085 | 0 | 3.907 | 0 | 3 | 4 | 180 | 0.29622 | 1 | 355 | 31 | 14 | 0 | 0
355 | 356 | 4NP:CORR3_FLOOR_0_0_10017 | 6 | Floor | 10 | 10 | 14 | 0 | 2 | 0 | 3 | 4 | 180 | 5 | 1 | 356 | 31 | 42 | 0 | 0
356 | 357 | 4NP:CORR3_FLOOR_0_0_10018 | 6 | Floor | 20.8 | 20.8 | 18.4 | 0 | 4 | 0 | 3 | 4 | 180 | 5.2 | 1 | 357 | 31 | 43 | 0 | 0
357 | 358 | 4NP:CORR3_FLOOR_0_0_10019 | 6 | Floor | 18.811 | 18.811 | 17.4072 | 0 | 4.3372 | 0 | 9 | 5 | 180 | 4.3372 | 1 | 358 | 31 | 44 | 0 | 0
358 | 359 | 4NP:CORR3_FLOOR_0_0_10020 | 6 | Floor | 27.44 | 27.44 | 25.2 | 0 | 9.8 | 0 | 3 | 4 | 180 | 2.8 | 1 | 359 | 31 | 45 | 0 | 0
359 | 360 | 4NP:CORR3_CEILING_1_0_0 | 5 | Roof | 10 | 10 | 14 | 180 | 2 | 0 | 3 | 4 | 0 | 5 | 1 | 360 | 31 | 683 | 0 | 0
360 | 361 | 4NP:CORR3_CEILING_1_0_1 | 5 | Roof | 20.8 | 20.8 | 18.4 | 180 | 4 | 0 | 3 | 4 | 0 | 5.2 | 1 | 361 | 31 | 684 | 0 | 0
361 | 362 | 4NP:CORR3_CEILING_1_0_2 | 5 | Roof | 0.69815 | 0.69815 | 15.2 | 180 | 0.093 | 0 | 3 | 4 | 0 | 7.507 | 1 | 362 | 31 | 685 | 0 | 0
362 | 363 | 4NP:CORR3_CEILING_1_0_3 | 5 | Roof | 19.535 | 19.535 | 17.814 | 180 | 3.907 | 0 | 3 | 4 | 0 | 5 | 1 | 363 | 31 | 686 | 0 | 0
363 | 364 | 4NP:CORR3_CEILING_1_0_4 | 5 | Roof | 27.1796 | 27.1796 | 25.014 | 180 | 9.707 | 0 | 3 | 4 | 0 | 2.8 | 1 | 364 | 31 | 687 | 0 | 0
364 | 365 | 4NP:SHAFT1_PARTITION_4_0_10202 | 8 | Wall | 3.325 | 3.325 | 8.65 | 270 | 3.325 | 0 | 3 | 4 | 90 | 1 | 1 | 365 | 32 | 339 | 0 | 0
365 | 366 | 4NP:SHAFT1_PARTITION_2_0_0 | 8 | Wall | 3.325 | 3.325 | 8.65 | 90 | 3.325 | 0 | 3 | 4 | 90 | 1 | 1 | 366 | 32 | 372 | 0 | 0
366 | 367 | 4NP:SHAFT1_PARTITION_3_0_0 | 8 | Wall | 16.625 | 16.625 | 16.65 | 0 | 3.325 | 0 | 3 | 4 | 90 | 5 | 1 | 367 | 32 | 465 | 0 | 0
367 | 368 | 4NP:SHAFT1_PARTITION_5_0_0 | 8 | Wall | 16.625 | 16.625 | 16.65 | 180 | 3.325 | 0 | 3 | 4 | 90 | 5 | 1 | 368 | 32 | 456 | 0 | 0
368 | 369 | 4NP:SHAFT1_FLOOR_0_0_10109 | 6 | Floor | 5 | 5 | 12 | 0 | 1 | 0 | 3 | 4 | 180 | 5 | 1 | 369 | 32 | 164 | 0 | 0
369 | 370 | 4NP:SHAFT1_CEILING_1_0_0 | 5 | Roof | 5 | 5 | 12 | 180 | 1 | 0 | 3 | 4 | 0 | 5 | 1 | 370 | 32 | 697 | 0 | 0
370 | 371 | 4NP:CORR4_PARTITION_6_0_10205 | 8 | Wall | 6.65 | 6.65 | 10.65 | 270 | 3.325 | 0 | 3 | 4 | 90 | 2 | 1 | 371 | 33 | 342 | 0 | 0
371 | 372 | 4NP:CORR4_PARTITION_8_0_10217 | 7 | Wall | 3.325 | 3.325 | 8.65 | 270 | 3.325 | 0 | 3 | 4 | 90 | 1 | 1 | 372 | 33 | 366 | 0 | 0
372 | 373 | 4NP:CORR4_PARTITION_2_0_0 | 7 | Wall | 49.875 | 49.875 | 36.65 | 90 | 3.325 | 0 | 3 | 4 | 90 | 15 | 1 | 373 | 33 | 387 | 0 | 0
373 | 374 | 4NP:CORR4_PARTITION_3_0_0 | 7 | Wall | 7.315 | 7.315 | 11.05 | 0 | 3.325 | 0 | 3 | 4 | 90 | 2.2 | 1 | 374 | 33 | 505 | 0 | 0
374 | 375 | 4NP:CORR4_PARTITION_4_0_0 | 7 | Wall | 2.66 | 2.66 | 8.25 | 270 | 3.325 | 0 | 3 | 4 | 90 | 0.8 | 1 | 375 | 33 | 543 | 0 | 0
375 | 376 | 4NP:CORR4_PARTITION_5_0_0 | 7 | Wall | 12.635 | 12.635 | 14.25 | 270 | 3.325 | 0 | 3 | 4 | 90 | 3.8 | 1 | 376 | 33 | 550 | 0 | 0
376 | 377 | 4NP:CORR4_PARTITION_7_0_0 | 7 | Wall | 9.31 | 9.31 | 12.25 | 270 | 3.325 | 0 | 3 | 4 | 90 | 2.8 | 1 | 377 | 33 | 466 | 0 | 0
377 | 378 | 4NP:CORR4_PARTITION_9_0_0 | 8 | Wall | 7.98 | 7.98 | 11.45 | 270 | 3.325 | 0 | 3 | 4 | 90 | 2.4 | 1 | 378 | 33 | 457 | 0 | 0
378 | 379 | 4NP:CORR4_PARTITION_10_0_0 | 7 | Wall | 2.66 | 2.66 | 8.25 | 270 | 3.325 | 0 | 3 | 4 | 90 | 0.8 | 1 | 379 | 33 | 449 | 0 | 0
379 | 380 | 4NP:CORR4_PARTITION_11_0_0 | 7 | Wall | 7.315 | 7.315 | 11.05 | 270 | 3.325 | 0 | 3 | 4 | 90 | 2.2 | 1 | 380 | 33 | 492 | 0 | 0
380 | 381 | 4NP:CORR4_PARTITION_12_0_0 | 7 | Wall | 11.305 | 11.305 | 13.45 | 270 | 3.325 | 0 | 3 | 4 | 90 | 3.4 | 1 | 381 | 33 | 476 | 0 | 0
381 | 382 | 4NP:CORR4_PARTITION_13_0_0 | 7 | Wall | 7.315 | 7.315 | 11.05 | 180 | 3.325 | 0 | 3 | 4 | 90 | 2.2 | 1 | 382 | 33 | 602 | 0 | 0
382 | 383 | 4NP:CORR4_PARTITION_14_0_0 | 7 | Wall | 13.965 | 13.965 | 15.05 | 90 | 3.325 | 0 | 3 | 4 | 90 | 4.2 | 1 | 383 | 33 | 484 | 0 | 0
383 | 384 | 4NP:CORR4_FLOOR_0_0_10043 | 6 | Floor | 40.92 | 40.92 | 41.6 | 0 | 18.6 | 0 | 3 | 4 | 180 | 2.2 | 1 | 384 | 33 | 66 | 0 | 0
384 | 385 | 4NP:CORR4_FLOOR_0_0_10125 | 6 | Floor | 1.32 | 1.32 | 5.6 | 0 | 0.6 | 0 | 3 | 4 | 180 | 2.2 | 1 | 385 | 33 | 204 | 0 | 0
385 | 386 | 4NP:CORR4_CEILING_1_0_0 | 5 | Roof | 42.24 | 42.24 | 42.8 | 180 | 19.2 | 0 | 3 | 4 | 0 | 2.2 | 1 | 386 | 33 | 712 | 0 | 0
386 | 387 | 4NP:OFF1_PARTITION_5_0_10221 | 8 | Wall | 49.875 | 49.875 | 36.65 | 270 | 3.325 | 0 | 3 | 4 | 90 | 15 | 1 | 387 | 34 | 373 | 0 | 0
387 | 388 | 4NP:OFF1_WALL_2_0_0 | 9 | Wall | 17.5287 | 54.53 | 39.45 | 90 | 3.325 | 0 | 3 | 4 | 90 | 16.4 | 1 | 388 | 34 | 0 | 1 | 1
388 | 389 | 4NP:OFF1_WALL_2_0_0_0_0_0_WIN | 15 | Window | 32.4188 | 2.5627 | 6.93 | 90 | 2.395 | 0.02 | 4 | 4 | 90 | 1.07 | 1 | 388 | 34 | 0 | 1 | 1
389 | 390 | 4NP:OFF1_PARTITION_3_0_0 | 7 | Wall | 17.6458 | 17.6458 | 17.264 | 0 | 3.325 | 0 | 3 | 4 | 90 | 5.307 | 1 | 390 | 34 | 535 | 0 | 0
390 | 391 | 4NP:OFF1_PARTITION_4_0_0 | 8 | Wall | 4.655 | 4.655 | 9.45 | 270 | 3.325 | 0 | 3 | 4 | 90 | 1.4 | 1 | 391 | 34 | 506 | 0 | 0
391 | 392 | 4NP:OFF1_PARTITION_6_0_0 | 7 | Wall | 17.6458 | 17.6458 | 17.264 | 180 | 3.325 | 0 | 3 | 4 | 90 | 5.307 | 1 | 392 | 34 | 485 | 0 | 0
392 | 393 | 4NP:OFF1_FLOOR_0_0_10059 | 6 | Floor | 87.0348 | 87.0348 | 43.414 | 0 | 16.4 | 0 | 3 | 4 | 180 | 5.307 | 1 | 393 | 34 | 76 | 0 | 0
393 | 394 | 4NP:OFF1_CEILING_1_0_0 | 5 | Roof | 87.0348 | 87.0348 | 43.414 | 180 | 16.4 | 0 | 3 | 4 | 0 | 5.307 | 1 | 394 | 34 | 720 | 0 | 0
394 | 395 | 4NP:SHAFT2_PARTITION_4_0_10179 | 8 | Wall | 20.3058 | 20.3058 | 18.864 | 270 | 3.325 | 0 | 3 | 4 | 90 | 6.107 | 1 | 395 | 35 | 299 | 0 | 0
395 | 396 | 4NP:SHAFT2_PARTITION_2_0_10185 | 8 | Wall | 20.3058 | 20.3058 | 18.864 | 90 | 3.325 | 0 | 3 | 4 | 90 | 6.107 | 1 | 396 | 35 | 312 | 0 | 0
396 | 397 | 4NP:SHAFT2_PARTITION_5_0_10186 | 8 | Wall | 7.98 | 7.98 | 11.45 | 180 | 3.325 | 0 | 3 | 4 | 90 | 2.4 | 1 | 397 | 35 | 313 | 0 | 0
397 | 398 | 4NP:SHAFT2_WALL_3_0_0 | 9 | Wall | 5.1338 | 7.98 | 11.45 | 0 | 3.325 | 0 | 3 | 4 | 90 | 2.4 | 1 | 398 | 35 | 0 | 1 | 1
398 | 399 | 4NP:SHAFT2_WALL_3_0_0_0_0_0_WIN | 15 | Window | 2.4937 | 2.5627 | 6.93 | 0 | 2.395 | 0.02 | 4 | 4 | 90 | 1.07 | 1 | 398 | 35 | 0 | 1 | 1
399 | 400 | 4NP:SHAFT2_FLOOR_0_0_10111 | 6 | Floor | 14.6568 | 14.6568 | 17.014 | 0 | 6.107 | 0 | 3 | 4 | 180 | 2.4 | 1 | 400 | 35 | 171 | 0 | 0
400 | 401 | 4NP:SHAFT2_CEILING_1_0_0 | 5 | Roof | 14.6568 | 14.6568 | 17.014 | 180 | 6.107 | 0 | 3 | 4 | 0 | 2.4 | 1 | 401 | 35 | 727 | 0 | 0
401 | 402 | 4NP:SHAFT3_PARTITION_5_0_10180 | 8 | Wall | 10.3308 | 10.3308 | 12.864 | 0 | 3.325 | 0 | 3 | 4 | 90 | 3.107 | 1 | 402 | 36 | 304 | 0 | 0
402 | 403 | 4NP:SHAFT3_PARTITION_4_0_10187 | 8 | Wall | 16.625 | 16.625 | 16.65 | 0 | 3.325 | 0 | 3 | 4 | 90 | 5 | 1 | 403 | 36 | 314 | 0 | 0
403 | 404 | 4NP:SHAFT3_PARTITION_3_0_10191 | 8 | Wall | 8.645 | 8.645 | 11.85 | 90 | 3.325 | 0 | 3 | 4 | 90 | 2.6 | 1 | 404 | 36 | 322 | 0 | 0
404 | 405 | 4NP:SHAFT3_PARTITION_2_0_0 | 8 | Wall | 1.0208 | 1.0208 | 7.264 | 90 | 3.325 | 0 | 3 | 4 | 90 | 0.307 | 1 | 405 | 36 | 415 | 0 | 0
405 | 406 | 4NP:SHAFT3_WALL_6_0_0 | 9 | Wall | 3.9733 | 9.6658 | 12.464 | 270 | 3.325 | 0 | 3 | 4 | 90 | 2.907 | 1 | 406 | 36 | 0 | 1 | 1
406 | 407 | 4NP:SHAFT3_WALL_6_0_0_0_0_0_WIN | 15 | Window | 4.9875 | 2.5627 | 6.93 | 270 | 2.395 | 0.02 | 4 | 4 | 90 | 1.07 | 1 | 406 | 36 | 0 | 1 | 1
407 | 408 | 4NP:SHAFT3_WALL_7_0_0 | 9 | Wall | 9.8783 | 26.9558 | 22.864 | 180 | 3.325 | 0 | 3 | 4 | 90 | 8.107 | 1 | 408 | 36 | 0 | 1 | 1
408 | 409 | 4NP:SHAFT3_WALL_7_0_0_0_0_0_WIN | 15 | Window | 14.9625 | 2.5627 | 6.93 | 180 | 2.395 | 0.02 | 4 | 4 | 90 | 1.07 | 1 | 408 | 36 | 0 | 1 | 1
409 | 410 | 4NP:SHAFT3_FLOOR_0_0_10077 | 6 | Floor | 23.567 | 23.567 | 22.028 | 0 | 2.907 | 0 | 3 | 4 | 180 | 8.107 | 1 | 410 | 36 | 108 | 0 | 0
410 | 411 | 4NP:SHAFT3_CEILING_1_0_0 | 5 | Roof | 23.567 | 23.567 | 22.028 | 180 | 2.907 | 0 | 3 | 4 | 0 | 8.107 | 1 | 411 | 36 | 737 | 0 | 0
411 | 412 | 4NP:CORR5_PARTITION_5_0_10192 | 7 | Wall | 6.65 | 6.65 | 10.65 | 0 | 3.325 | 0 | 3 | 4 | 90 | 2 | 1 | 412 | 37 | 323 | 0 | 0
412 | 413 | 4NP:CORR5_PARTITION_4_0_10196 | 7 | Wall | 9.975 | 9.975 | 12.65 | 0 | 3.325 | 0 | 3 | 4 | 90 | 3 | 1 | 413 | 37 | 331 | 0 | 0
413 | 414 | 4NP:CORR5_PARTITION_3_0_10214 | 8 | Wall | 9.31 | 9.31 | 12.25 | 0 | 3.325 | 0 | 3 | 4 | 90 | 2.8 | 1 | 414 | 37 | 353 | 0 | 0
414 | 415 | 4NP:CORR5_PARTITION_6_0_10238 | 7 | Wall | 1.0208 | 1.0208 | 7.264 | 270 | 3.325 | 0 | 3 | 4 | 90 | 0.307 | 1 | 415 | 37 | 405 | 0 | 0
415 | 416 | 4NP:CORR5_PARTITION_2_0_0 | 7 | Wall | 9.975 | 9.975 | 12.65 | 90 | 3.325 | 0 | 3 | 4 | 90 | 3 | 1 | 416 | 37 | 441 | 0 | 0
416 | 417 | 4NP:CORR5_WALL_7_0_0 | 9 | Wall | 0.97423 | 0.97423 | 7.236 | 180 | 3.325 | 0 | 3 | 4 | 90 | 0.293 | 1 | 417 | 37 | 0 | 1 | 1
417 | 418 | 4NP:CORR5_WALL_8_0_0 | 9 | Wall | 4.9107 | 7.7569 | 11.3158 | 270 | 3.325 | 0 | 3 | 4 | 90 | 2.3329 | 1 | 418 | 37 | 0 | 1 | 1
418 | 419 | 4NP:CORR5_WALL_8_0_0_0_0_0_WIN | 15 | Window | 2.4937 | 2.5627 | 6.93 | 270 | 2.395 | 0.02 | 4 | 4 | 90 | 1.07 | 1 | 418 | 37 | 0 | 1 | 1
419 | 420 | 4NP:CORR5_PARTITION_9_0_0 | 7 | Wall | 17.6463 | 17.6463 | 17.2643 | 179.5691 | 3.325 | 0 | 3 | 4 | 90 | 5.3072 | 1 | 420 | 37 | 469 | 0 | 0
420 | 421 | 4NP:CORR5_PARTITION_10_0_0 | 7 | Wall | 12.635 | 12.635 | 14.25 | 270 | 3.325 | 0 | 3 | 4 | 90 | 3.8 | 1 | 421 | 37 | 470 | 0 | 0
421 | 422 | 4NP:CORR5_PARTITION_11_0_0 | 7 | Wall | 17.6458 | 17.6458 | 17.264 | 0 | 3.325 | 0 | 3 | 4 | 90 | 5.307 | 1 | 422 | 37 | 471 | 0 | 0
422 | 423 | 4NP:CORR5_WALL_12_0_0 | 9 | Wall | 4.0963 | 12.635 | 14.25 | 270 | 3.325 | 0 | 3 | 4 | 90 | 3.8 | 1 | 423 | 37 | 0 | 1 | 1
423 | 424 | 4NP:CORR5_WALL_12_0_0_0_0_0_WIN | 15 | Window | 7.4813 | 2.5627 | 6.93 | 270 | 2.395 | 0.02 | 4 | 4 | 90 | 1.07 | 1 | 423 | 37 | 0 | 1 | 1
424 | 425 | 4NP:CORR5_PARTITION_13_0_0 | 7 | Wall | 26.2908 | 26.2908 | 22.464 | 180 | 3.325 | 0 | 3 | 4 | 90 | 7.907 | 1 | 425 | 37 | 583 | 0 | 0
425 | 426 | 4NP:CORR5_PARTITION_14_0_0 | 7 | Wall | 12.635 | 12.635 | 14.25 | 90 | 3.325 | 0 | 3 | 4 | 90 | 3.8 | 1 | 426 | 37 | 603 | 0 | 0
426 | 427 | 4NP:CORR5_PARTITION_15_0_0 | 7 | Wall | 11.305 | 11.305 | 13.45 | 90 | 3.325 | 0 | 3 | 4 | 90 | 3.4 | 1 | 427 | 37 | 477 | 0 | 0
427 | 428 | 4NP:CORR5_PARTITION_16_0_0 | 7 | Wall | 1.33 | 1.33 | 7.45 | 0 | 3.325 | 0 | 3 | 4 | 90 | 0.4 | 1 | 428 | 37 | 442 | 0 | 0
428 | 429 | 4NP:CORR5_FLOOR_0_0_10078 | 6 | Floor | 0.089976 | 0.089976 | 1.2002 | 0 | 0.307 | 0 | 3 | 4 | 180 | 0.293 | 1 | 429 | 37 | 109 | 0 | 0
429 | 430 | 4NP:CORR5_FLOOR_0_0_10086 | 6 | Floor | 9.118 | 9.118 | 12.2138 | 0 | 2.6 | 0 | 3 | 4 | 180 | 3.507 | 1 | 430 | 37 | 123 | 0 | 0
430 | 431 | 4NP:CORR5_FLOOR_0_0_10092 | 6 | Floor | 1.12 | 1.12 | 6.4 | 0 | 2.8 | 0 | 3 | 4 | 180 | 0.4 | 1 | 431 | 37 | 136 | 0 | 0
431 | 432 | 4NP:CORR5_FLOOR_0_0_10093 | 6 | Floor | 4.68 | 4.68 | 8.8 | 0 | 2.6 | 0 | 3 | 4 | 180 | 1.8 | 1 | 432 | 37 | 137 | 0 | 0
432 | 433 | 4NP:CORR5_FLOOR_0_0_10094 | 6 | Floor | 12.76 | 12.76 | 16 | 0 | 5.8 | 0 | 3 | 4 | 180 | 2.2 | 1 | 433 | 37 | 138 | 0 | 0
433 | 434 | 4NP:CORR5_FLOOR_0_0_10119 | 6 | Floor | 1.56 | 1.56 | 6.4 | 0 | 0.6 | 0 | 3 | 4 | 180 | 2.6 | 1 | 434 | 37 | 193 | 0 | 0
434 | 435 | 4NP:CORR5_FLOOR_0_0_10120 | 6 | Floor | 30.0466 | 30.0466 | 23.414 | 0 | 3.8 | 0 | 3 | 4 | 180 | 7.907 | 1 | 435 | 37 | 194 | 0 | 0
435 | 436 | 4NP:CORR5_CEILING_1_0_0 | 5 | Roof | 2.88 | 2.88 | 15.2 | 180 | 7.2 | 0 | 3 | 4 | 0 | 0.4 | 1 | 436 | 37 | 756 | 0 | 0
436 | 437 | 4NP:CORR5_CEILING_1_0_1 | 5 | Roof | 0.089951 | 0.089951 | 1.2 | 180 | 0.307 | 0 | 3 | 4 | 0 | 0.293 | 1 | 437 | 37 | 757 | 0 | 0
437 | 438 | 4NP:CORR5_CEILING_1_0_2 | 5 | Roof | 13.9041 | 13.9041 | 15.8541 | 179.5691 | 2.6399 | 0 | 3 | 4 | 0 | 5.3072 | 1 | 438 | 37 | 758 | 0 | 0
438 | 439 | 4NP:CORR5_CEILING_1_0_3 | 5 | Roof | 14.08 | 14.08 | 17.2 | 180 | 6.4 | 0 | 3 | 4 | 0 | 2.2 | 1 | 439 | 37 | 759 | 0 | 0
439 | 440 | 4NP:CORR5_CEILING_1_0_4 | 5 | Roof | 28.5266 | 28.5266 | 22.614 | 180 | 3.8 | 0 | 3 | 4 | 0 | 7.507 | 1 | 440 | 37 | 760 | 0 | 0
440 | 441 | 4NP:STORE_PARTITION_4_0_10244 | 8 | Wall | 9.975 | 9.975 | 12.65 | 270 | 3.325 | 0 | 3 | 4 | 90 | 3 | 1 | 441 | 38 | 416 | 0 | 0
441 | 442 | 4NP:STORE_PARTITION_5_0_10251 | 8 | Wall | 1.33 | 1.33 | 7.45 | 180 | 3.325 | 0 | 3 | 4 | 90 | 0.4 | 1 | 442 | 38 | 428 | 0 | 0
442 | 443 | 4NP:STORE_PARTITION_2_0_0 | 7 | Wall | 2.66 | 2.66 | 8.25 | 90 | 3.325 | 0 | 3 | 4 | 90 | 0.8 | 1 | 443 | 38 | 450 | 0 | 0
443 | 444 | 4NP:STORE_PARTITION_3_0_0 | 8 | Wall | 9.31 | 9.31 | 12.25 | 0 | 3.325 | 0 | 3 | 4 | 90 | 2.8 | 1 | 444 | 38 | 458 | 0 | 0
444 | 445 | 4NP:STORE_PARTITION_6_0_0 | 7 | Wall | 7.98 | 7.98 | 11.45 | 180 | 3.325 | 0 | 3 | 4 | 90 | 2.4 | 1 | 445 | 38 | 478 | 0 | 0
445 | 446 | 4NP:STORE_PARTITION_7_0_0 | 7 | Wall | 7.315 | 7.315 | 11.05 | 90 | 3.325 | 0 | 3 | 4 | 90 | 2.2 | 1 | 446 | 38 | 493 | 0 | 0
446 | 447 | 4NP:STORE_FLOOR_0_0_10101 | 6 | Floor | 8.4 | 8.4 | 11.6 | 0 | 3 | 0 | 3 | 4 | 180 | 2.8 | 1 | 447 | 38 | 146 | 0 | 0
447 | 448 | 4NP:STORE_CEILING_1_0_0 | 5 | Roof | 8.4 | 8.4 | 11.6 | 180 | 3 | 0 | 3 | 4 | 0 | 2.8 | 1 | 448 | 38 | 772 | 0 | 0
448 | 449 | 4NP:SHAFT4_PARTITION_2_0_10227 | 8 | Wall | 2.66 | 2.66 | 8.25 | 90 | 3.325 | 0 | 3 | 4 | 90 | 0.8 | 1 | 449 | 39 | 379 | 0 | 0
449 | 450 | 4NP:SHAFT4_PARTITION_4_0_10253 | 8 | Wall | 2.66 | 2.66 | 8.25 | 270 | 3.325 | 0 | 3 | 4 | 90 | 0.8 | 1 | 450 | 39 | 443 | 0 | 0
450 | 451 | 4NP:SHAFT4_PARTITION_3_0_0 | 8 | Wall | 7.315 | 7.315 | 11.05 | 0 | 3.325 | 0 | 3 | 4 | 90 | 2.2 | 1 | 451 | 39 | 459 | 0 | 0
451 | 452 | 4NP:SHAFT4_PARTITION_5_0_0 | 8 | Wall | 7.315 | 7.315 | 11.05 | 180 | 3.325 | 0 | 3 | 4 | 90 | 2.2 | 1 | 452 | 39 | 494 | 0 | 0
452 | 453 | 4NP:SHAFT4_FLOOR_0_0_10102 | 6 | Floor | 1.76 | 1.76 | 6 | 0 | 0.8 | 0 | 3 | 4 | 180 | 2.2 | 1 | 453 | 39 | 147 | 0 | 0
453 | 454 | 4NP:SHAFT4_CEILING_1_0_0 | 5 | Roof | 1.76 | 1.76 | 6 | 180 | 0.8 | 0 | 3 | 4 | 0 | 2.2 | 1 | 454 | 39 | 778 | 0 | 0
454 | 455 | 4NP:KITCH_PARTITION_4_0_10215 | 7 | Wall | 7.98 | 7.98 | 11.45 | 270 | 3.325 | 0 | 3 | 4 | 90 | 2.4 | 1 | 455 | 40 | 354 | 0 | 0
455 | 456 | 4NP:KITCH_PARTITION_3_0_10219 | 7 | Wall | 16.625 | 16.625 | 16.65 | 0 | 3.325 | 0 | 3 | 4 | 90 | 5 | 1 | 456 | 40 | 368 | 0 | 0
456 | 457 | 4NP:KITCH_PARTITION_2_0_10226 | 7 | Wall | 7.98 | 7.98 | 11.45 | 90 | 3.325 | 0 | 3 | 4 | 90 | 2.4 | 1 | 457 | 40 | 378 | 0 | 0
457 | 458 | 4NP:KITCH_PARTITION_5_0_10254 | 7 | Wall | 9.31 | 9.31 | 12.25 | 180 | 3.325 | 0 | 3 | 4 | 90 | 2.8 | 1 | 458 | 40 | 444 | 0 | 0
458 | 459 | 4NP:KITCH_PARTITION_6_0_10258 | 7 | Wall | 7.315 | 7.315 | 11.05 | 180 | 3.325 | 0 | 3 | 4 | 90 | 2.2 | 1 | 459 | 40 | 451 | 0 | 0
459 | 460 | 4NP:KITCH_FLOOR_0_0_10082 | 6 | Floor | 9 | 9 | 13.6 | 0 | 1.8 | 0 | 3 | 4 | 180 | 5 | 1 | 460 | 40 | 115 | 0 | 0
460 | 461 | 4NP:KITCH_FLOOR_0_0_10103 | 6 | Floor | 3 | 3 | 11.2 | 0 | 0.6 | 0 | 3 | 4 | 180 | 5 | 1 | 461 | 40 | 148 | 0 | 0
461 | 462 | 4NP:KITCH_CEILING_1_0_0 | 5 | Roof | 12 | 12 | 14.8 | 180 | 2.4 | 0 | 3 | 4 | 0 | 5 | 1 | 462 | 40 | 785 | 0 | 0
462 | 463 | 4NP:WC2_PARTITION_4_0_10203 | 8 | Wall | 9.31 | 9.31 | 12.25 | 270 | 3.325 | 0 | 3 | 4 | 90 | 2.8 | 1 | 463 | 41 | 340 | 0 | 0
463 | 464 | 4NP:WC2_PARTITION_3_0_10204 | 8 | Wall | 16.625 | 16.625 | 16.65 | 0 | 3.325 | 0 | 3 | 4 | 90 | 5 | 1 | 464 | 41 | 341 | 0 | 0
464 | 465 | 4NP:WC2_PARTITION_5_0_10218 | 7 | Wall | 16.625 | 16.625 | 16.65 | 180 | 3.325 | 0 | 3 | 4 | 90 | 5 | 1 | 465 | 41 | 367 | 0 | 0
465 | 466 | 4NP:WC2_PARTITION_2_0_10225 | 8 | Wall | 9.31 | 9.31 | 12.25 | 90 | 3.325 | 0 | 3 | 4 | 90 | 2.8 | 1 | 466 | 41 | 377 | 0 | 0
466 | 467 | 4NP:WC2_FLOOR_0_0_10073 | 6 | Floor | 14 | 14 | 15.6 | 0 | 2.8 | 0 | 3 | 4 | 180 | 5 | 1 | 467 | 41 | 97 | 0 | 0
467 | 468 | 4NP:WC2_CEILING_1_0_0 | 5 | Roof | 14 | 14 | 15.6 | 180 | 2.8 | 0 | 3 | 4 | 0 | 5 | 1 | 468 | 41 | 791 | 0 | 0
468 | 469 | 4NP:OFF2_PARTITION_3_0_10245 | 8 | Wall | 17.6463 | 17.6463 | 17.2643 | 359.5691 | 3.325 | 0 | 3 | 4 | 90 | 5.3072 | 1 | 469 | 42 | 420 | 0 | 0
469 | 470 | 4NP:OFF2_PARTITION_2_0_10246 | 8 | Wall | 12.635 | 12.635 | 14.25 | 90 | 3.325 | 0 | 3 | 4 | 90 | 3.8 | 1 | 470 | 42 | 421 | 0 | 0
470 | 471 | 4NP:OFF2_PARTITION_5_0_10247 | 8 | Wall | 17.6458 | 17.6458 | 17.264 | 180 | 3.325 | 0 | 3 | 4 | 90 | 5.307 | 1 | 471 | 42 | 422 | 0 | 0
471 | 472 | 4NP:OFF2_WALL_4_0_0 | 9 | Wall | 3.9636 | 12.5023 | 14.1702 | 270 | 3.325 | 0 | 3 | 4 | 90 | 3.7601 | 1 | 472 | 42 | 0 | 1 | 1
472 | 473 | 4NP:OFF2_WALL_4_0_0_0_0_0_WIN | 15 | Window | 7.4813 | 2.5627 | 6.93 | 270 | 2.395 | 0.02 | 4 | 4 | 90 | 1.07 | 1 | 472 | 42 | 0 | 1 | 1
473 | 474 | 4NP:OFF2_FLOOR_0_0_10113 | 6 | Floor | 20.0607 | 20.0607 | 18.1742 | 0 | 3.8 | 0 | 2 | 4 | 180 | 5.307 | 1 | 474 | 42 | 179 | 0 | 0
474 | 475 | 4NP:OFF2_CEILING_1_0_0 | 5 | Roof | 20.0607 | 20.0607 | 18.1742 | 180 | 3.7601 | 0 | 2 | 4 | 0 | 5.307 | 1 | 475 | 42 | 798 | 0 | 0
475 | 476 | 4NP:OFF3_PARTITION_2_0_10229 | 8 | Wall | 11.305 | 11.305 | 13.45 | 90 | 3.325 | 0 | 3 | 4 | 90 | 3.4 | 1 | 476 | 43 | 381 | 0 | 0
476 | 477 | 4NP:OFF3_PARTITION_5_0_10250 | 8 | Wall | 11.305 | 11.305 | 13.45 | 270 | 3.325 | 0 | 3 | 4 | 90 | 3.4 | 1 | 477 | 43 | 427 | 0 | 0
477 | 478 | 4NP:OFF3_PARTITION_4_0_10255 | 8 | Wall | 7.98 | 7.98 | 11.45 | 0 | 3.325 | 0 | 3 | 4 | 90 | 2.4 | 1 | 478 | 43 | 445 | 0 | 0
478 | 479 | 4NP:OFF3_PARTITION_3_0_0 | 7 | Wall | 7.315 | 7.315 | 11.05 | 0 | 3.325 | 0 | 3 | 4 | 90 | 2.2 | 1 | 479 | 43 | 495 | 0 | 0
479 | 480 | 4NP:OFF3_PARTITION_6_0_0 | 8 | Wall | 15.295 | 15.295 | 15.85 | 180 | 3.325 | 0 | 3 | 4 | 90 | 4.6 | 1 | 480 | 43 | 604 | 0 | 0
480 | 481 | 4NP:OFF3_FLOOR_0_0_10044 | 6 | Floor | 12.88 | 12.88 | 14.8 | 0 | 2.8 | 0 | 3 | 4 | 180 | 4.6 | 1 | 481 | 43 | 67 | 0 | 0
481 | 482 | 4NP:OFF3_FLOOR_0_0_10126 | 6 | Floor | 2.76 | 2.76 | 10.4 | 0 | 0.6 | 0 | 3 | 4 | 180 | 4.6 | 1 | 482 | 43 | 205 | 0 | 0
482 | 483 | 4NP:OFF3_CEILING_1_0_0 | 5 | Roof | 15.64 | 15.64 | 16 | 180 | 3.4 | 0 | 3 | 4 | 0 | 4.6 | 1 | 483 | 43 | 805 | 0 | 0
483 | 484 | 4NP:OFF4_PARTITION_4_0_10231 | 8 | Wall | 13.965 | 13.965 | 15.05 | 270 | 3.325 | 0 | 3 | 4 | 90 | 4.2 | 1 | 484 | 44 | 383 | 0 | 0
484 | 485 | 4NP:OFF4_PARTITION_3_0_10235 | 8 | Wall | 17.6458 | 17.6458 | 17.264 | 0 | 3.325 | 0 | 3 | 4 | 90 | 5.307 | 1 | 485 | 44 | 392 | 0 | 0
485 | 486 | 4NP:OFF4_WALL_2_0_0 | 9 | Wall | 5.4262 | 13.965 | 15.05 | 90 | 3.325 | 0 | 3 | 4 | 90 | 4.2 | 1 | 486 | 44 | 0 | 1 | 1
486 | 487 | 4NP:OFF4_WALL_2_0_0_0_0_0_WIN | 15 | Window | 7.4813 | 2.5627 | 6.93 | 90 | 2.395 | 0.02 | 4 | 4 | 90 | 1.07 | 1 | 486 | 44 | 0 | 1 | 1
487 | 488 | 4NP:OFF4_PARTITION_5_0_0 | 8 | Wall | 17.6458 | 17.6458 | 17.264 | 180 | 3.325 | 0 | 3 | 4 | 90 | 5.307 | 1 | 488 | 44 | 605 | 0 | 0
488 | 489 | 4NP:OFF4_FLOOR_0_0_10045 | 6 | Floor | 19.1052 | 19.1052 | 17.814 | 0 | 3.6 | 0 | 3 | 4 | 180 | 5.307 | 1 | 489 | 44 | 68 | 0 | 0
489 | 490 | 4NP:OFF4_FLOOR_0_0_10127 | 6 | Floor | 3.1842 | 3.1842 | 11.814 | 0 | 0.6 | 0 | 3 | 4 | 180 | 5.307 | 1 | 490 | 44 | 206 | 0 | 0
490 | 491 | 4NP:OFF4_CEILING_1_0_0 | 5 | Roof | 22.2894 | 22.2894 | 19.014 | 180 | 4.2 | 0 | 3 | 4 | 0 | 5.307 | 1 | 491 | 44 | 812 | 0 | 0
491 | 492 | 4NP:WC3_PARTITION_2_0_10228 | 8 | Wall | 7.315 | 7.315 | 11.05 | 90 | 3.325 | 0 | 3 | 4 | 90 | 2.2 | 1 | 492 | 45 | 380 | 0 | 0
492 | 493 | 4NP:WC3_PARTITION_4_0_10256 | 8 | Wall | 7.315 | 7.315 | 11.05 | 270 | 3.325 | 0 | 3 | 4 | 90 | 2.2 | 1 | 493 | 45 | 446 | 0 | 0
493 | 494 | 4NP:WC3_PARTITION_3_0_10259 | 7 | Wall | 7.315 | 7.315 | 11.05 | 0 | 3.325 | 0 | 3 | 4 | 90 | 2.2 | 1 | 494 | 45 | 452 | 0 | 0
494 | 495 | 4NP:WC3_PARTITION_5_0_10264 | 8 | Wall | 7.315 | 7.315 | 11.05 | 180 | 3.325 | 0 | 3 | 4 | 90 | 2.2 | 1 | 495 | 45 | 479 | 0 | 0
495 | 496 | 4NP:WC3_FLOOR_0_0_10104 | 6 | Floor | 4.84 | 4.84 | 8.8 | 0 | 2.2 | 0 | 3 | 4 | 180 | 2.2 | 1 | 496 | 45 | 149 | 0 | 0
496 | 497 | 4NP:WC3_CEILING_1_0_0 | 5 | Roof | 4.84 | 4.84 | 8.8 | 180 | 2.2 | 0 | 3 | 4 | 0 | 2.2 | 1 | 497 | 45 | 818 | 0 | 0
497 | 498 | 4NP:MECH_PARTITION_2_0_0 | 8 | Wall | 8.645 | 8.645 | 11.85 | 90 | 3.325 | 0 | 3 | 4 | 90 | 2.6 | 1 | 498 | 46 | 507 | 0 | 0
498 | 499 | 4NP:MECH_PARTITION_3_0_0 | 8 | Wall | 16.625 | 16.625 | 16.65 | 0 | 3.325 | 0 | 3 | 4 | 90 | 5 | 1 | 499 | 46 | 508 | 0 | 0
499 | 500 | 4NP:MECH_PARTITION_4_0_0 | 8 | Wall | 8.645 | 8.645 | 11.85 | 270 | 3.325 | 0 | 3 | 4 | 90 | 2.6 | 1 | 500 | 46 | 555 | 0 | 0
500 | 501 | 4NP:MECH_PARTITION_5_0_0 | 8 | Wall | 16.625 | 16.625 | 16.65 | 180 | 3.325 | 0 | 3 | 4 | 90 | 5 | 1 | 501 | 46 | 529 | 0 | 0
501 | 502 | 4NP:MECH_FLOOR_0_0_10137 | 6 | Floor | 3 | 3 | 11.2 | 0 | 0.6 | 0 | 3 | 4 | 180 | 5 | 1 | 502 | 46 | 231 | 0 | 0
502 | 503 | 4NP:MECH_FLOOR_0_0_10148 | 6 | Floor | 10 | 10 | 14 | 0 | 2 | 0 | 3 | 4 | 180 | 5 | 1 | 503 | 46 | 254 | 0 | 0
503 | 504 | 4NP:MECH_CEILING_1_0_0 | 5 | Roof | 13 | 13 | 15.2 | 180 | 2.6 | 0 | 3 | 4 | 0 | 5 | 1 | 504 | 46 | 824 | 0 | 0
504 | 505 | 4NP:CORR6_PARTITION_8_0_10222 | 8 | Wall | 7.315 | 7.315 | 11.05 | 180 | 3.325 | 0 | 3 | 4 | 90 | 2.2 | 1 | 505 | 47 | 374 | 0 | 0
505 | 506 | 4NP:CORR6_PARTITION_9_0_10234 | 7 | Wall | 4.655 | 4.655 | 9.45 | 90 | 3.325 | 0 | 3 | 4 | 90 | 1.4 | 1 | 506 | 47 | 391 | 0 | 0
506 | 507 | 4NP:CORR6_PARTITION_6_0_10270 | 7 | Wall | 8.645 | 8.645 | 11.85 | 270 | 3.325 | 0 | 3 | 4 | 90 | 2.6 | 1 | 507 | 47 | 498 | 0 | 0
507 | 508 | 4NP:CORR6_PARTITION_5_0_10271 | 7 | Wall | 16.625 | 16.625 | 16.65 | 180 | 3.325 | 0 | 3 | 4 | 90 | 5 | 1 | 508 | 47 | 499 | 0 | 0
508 | 509 | 4NP:CORR6_WALL_2_0_0 | 9 | Wall | 6.0912 | 14.63 | 15.45 | 90 | 3.325 | 0 | 3 | 4 | 90 | 4.4 | 1 | 509 | 47 | 0 | 1 | 1
509 | 510 | 4NP:CORR6_WALL_2_0_0_0_0_0_WIN | 15 | Window | 7.4813 | 2.5627 | 6.93 | 90 | 2.395 | 0.02 | 4 | 4 | 90 | 1.07 | 1 | 509 | 47 | 0 | 1 | 1
510 | 511 | 4NP:CORR6_PARTITION_3_0_0 | 7 | Wall | 41.5858 | 41.5858 | 31.664 | 0 | 3.325 | 0 | 3 | 4 | 90 | 12.507 | 1 | 511 | 47 | 613 | 0 | 0
511 | 512 | 4NP:CORR6_PARTITION_4_0_0 | 7 | Wall | 7.315 | 7.315 | 11.05 | 270 | 3.325 | 0 | 3 | 4 | 90 | 2.2 | 1 | 512 | 47 | 556 | 0 | 0
512 | 513 | 4NP:CORR6_PARTITION_7_0_0 | 7 | Wall | 16.625 | 16.625 | 16.65 | 270 | 3.325 | 0 | 3 | 4 | 90 | 5 | 1 | 513 | 47 | 530 | 0 | 0
513 | 514 | 4NP:CORR6_PARTITION_10_0_0 | 7 | Wall | 13.3 | 13.3 | 14.65 | 90 | 3.325 | 0 | 3 | 4 | 90 | 4 | 1 | 514 | 47 | 536 | 0 | 0
514 | 515 | 4NP:CORR6_PARTITION_11_0_0 | 7 | Wall | 17.6458 | 17.6458 | 17.264 | 180 | 3.325 | 0 | 3 | 4 | 90 | 5.307 | 1 | 515 | 47 | 537 | 0 | 0
515 | 516 | 4NP:CORR6_FLOOR_0_0_10138 | 6 | Floor | 11.88 | 11.88 | 15.2 | 0 | 5.4 | 0 | 3 | 4 | 180 | 2.2 | 1 | 516 | 47 | 232 | 0 | 0
516 | 517 | 4NP:CORR6_FLOOR_0_0_10139 | 6 | Floor | 1.5014 | 1.5014 | 15.414 | 0 | 0.2 | 0 | 3 | 4 | 180 | 7.507 | 1 | 517 | 47 | 233 | 0 | 0
517 | 518 | 4NP:CORR6_FLOOR_0_0_10149 | 6 | Floor | 1.389 | 1.389 | 10.0839 | 0 | 0.293 | 0 | 2 | 4 | 180 | 4.7909 | 1 | 518 | 47 | 255 | 0 | 0
518 | 519 | 4NP:CORR6_FLOOR_0_0_10150 | 6 | Floor | 2.535 | 2.535 | 11.014 | 0 | 0.507 | 0 | 3 | 4 | 180 | 5 | 1 | 519 | 47 | 256 | 0 | 0
519 | 520 | 4NP:CORR6_FLOOR_0_0_10151 | 6 | Floor | 2.52 | 2.52 | 6.4 | 0 | 1.4 | 0 | 3 | 4 | 180 | 1.8 | 1 | 520 | 47 | 257 | 0 | 0
520 | 521 | 4NP:CORR6_FLOOR_0_0_10152 | 6 | Floor | 9.52 | 9.52 | 12.4 | 0 | 2.8 | 0 | 3 | 4 | 180 | 3.4 | 1 | 521 | 47 | 258 | 0 | 0
521 | 522 | 4NP:CORR6_FLOOR_0_0_10163 | 6 | Floor | 17.2494 | 17.2494 | 16.614 | 0 | 4.2 | 0 | 3 | 4 | 180 | 4.107 | 1 | 522 | 47 | 268 | 0 | 0
522 | 523 | 4NP:CORR6_FLOOR_0_0_10166 | 6 | Floor | 3.36 | 3.36 | 7.6 | 0 | 1.4 | 0 | 3 | 4 | 180 | 2.4 | 1 | 523 | 47 | 275 | 0 | 0
523 | 524 | 4NP:CORR6_FLOOR_0_0_10171 | 6 | Floor | 5.1094 | 5.1094 | 10.1795 | 0 | 1.4 | 0 | 2 | 4 | 180 | 3.8902 | 1 | 524 | 47 | 285 | 0 | 0
524 | 525 | 4NP:CORR6_CEILING_1_0_0 | 5 | Roof | 11.88 | 11.88 | 15.2 | 180 | 5.4 | 0 | 3 | 4 | 0 | 2.2 | 1 | 525 | 47 | 837 | 0 | 0
525 | 526 | 4NP:CORR6_CEILING_1_0_1 | 5 | Roof | 11 | 11 | 14.4 | 180 | 2.2 | 0 | 3 | 4 | 0 | 5 | 1 | 526 | 47 | 838 | 0 | 0
526 | 527 | 4NP:CORR6_CEILING_1_0_2 | 5 | Roof | 33.0308 | 33.0308 | 23.814 | 180 | 4.4 | 0 | 3 | 4 | 0 | 7.507 | 1 | 527 | 47 | 839 | 0 | 0
527 | 528 | 4NP:OFFICE_PARTITION_5_0_10209 | 8 | Wall | 3.325 | 3.325 | 8.65 | 270 | 3.325 | 0 | 3 | 4 | 90 | 1 | 1 | 528 | 48 | 346 | 0 | 0
528 | 529 | 4NP:OFFICE_PARTITION_3_0_10273 | 7 | Wall | 16.625 | 16.625 | 16.65 | 0 | 3.325 | 0 | 3 | 4 | 90 | 5 | 1 | 529 | 48 | 501 | 0 | 0
529 | 530 | 4NP:OFFICE_PARTITION_2_0_10279 | 8 | Wall | 16.625 | 16.625 | 16.65 | 90 | 3.325 | 0 | 3 | 4 | 90 | 5 | 1 | 530 | 48 | 513 | 0 | 0
530 | 531 | 4NP:OFFICE_PARTITION_4_0_0 | 8 | Wall | 13.3 | 13.3 | 14.65 | 270 | 3.325 | 0 | 3 | 4 | 90 | 4 | 1 | 531 | 48 | 557 | 0 | 0
531 | 532 | 4NP:OFFICE_PARTITION_6_0_0 | 7 | Wall | 16.625 | 16.625 | 16.65 | 180 | 3.325 | 0 | 3 | 4 | 90 | 5 | 1 | 532 | 48 | 544 | 0 | 0
532 | 533 | 4NP:OFFICE_FLOOR_0_0_10140 | 6 | Floor | 25 | 25 | 20 | 0 | 5 | 0 | 3 | 4 | 180 | 5 | 1 | 533 | 48 | 234 | 0 | 0
533 | 534 | 4NP:OFFICE_CEILING_1_0_0 | 5 | Roof | 25 | 25 | 20 | 180 | 5 | 0 | 3 | 4 | 0 | 5 | 1 | 534 | 48 | 848 | 0 | 0
534 | 535 | 4NP:OFF5_PARTITION_5_0_10233 | 8 | Wall | 17.6458 | 17.6458 | 17.264 | 180 | 3.325 | 0 | 3 | 4 | 90 | 5.307 | 1 | 535 | 49 | 390 | 0 | 0
535 | 536 | 4NP:OFF5_PARTITION_4_0_10280 | 8 | Wall | 13.3 | 13.3 | 14.65 | 270 | 3.325 | 0 | 3 | 4 | 90 | 4 | 1 | 536 | 49 | 514 | 0 | 0
536 | 537 | 4NP:OFF5_PARTITION_3_0_10281 | 8 | Wall | 17.6458 | 17.6458 | 17.264 | 0 | 3.325 | 0 | 3 | 4 | 90 | 5.307 | 1 | 537 | 49 | 515 | 0 | 0
537 | 538 | 4NP:OFF5_WALL_2_0_0 | 9 | Wall | 4.7613 | 13.3 | 14.65 | 90 | 3.325 | 0 | 3 | 4 | 90 | 4 | 1 | 538 | 49 | 0 | 1 | 1
538 | 539 | 4NP:OFF5_WALL_2_0_0_0_0_0_WIN | 15 | Window | 7.4813 | 2.5627 | 6.93 | 90 | 2.395 | 0.02 | 4 | 4 | 90 | 1.07 | 1 | 538 | 49 | 0 | 1 | 1
539 | 540 | 4NP:OFF5_FLOOR_0_0_10141 | 6 | Floor | 21.228 | 21.228 | 18.614 | 0 | 4 | 0 | 3 | 4 | 180 | 5.307 | 1 | 540 | 49 | 235 | 0 | 0
540 | 541 | 4NP:OFF5_CEILING_1_0_0 | 5 | Roof | 21.228 | 21.228 | 18.614 | 180 | 4 | 0 | 3 | 4 | 0 | 5.307 | 1 | 541 | 49 | 855 | 0 | 0
541 | 542 | 4NP:SHAFT_PARTITION_4_0_10208 | 8 | Wall | 2.66 | 2.66 | 8.25 | 270 | 3.325 | 0 | 3 | 4 | 90 | 0.8 | 1 | 542 | 50 | 345 | 0 | 0
542 | 543 | 4NP:SHAFT_PARTITION_2_0_10223 | 8 | Wall | 2.66 | 2.66 | 8.25 | 90 | 3.325 | 0 | 3 | 4 | 90 | 0.8 | 1 | 543 | 50 | 375 | 0 | 0
543 | 544 | 4NP:SHAFT_PARTITION_3_0_10284 | 8 | Wall | 16.625 | 16.625 | 16.65 | 0 | 3.325 | 0 | 3 | 4 | 90 | 5 | 1 | 544 | 50 | 532 | 0 | 0
544 | 545 | 4NP:SHAFT_PARTITION_5_0_0 | 8 | Wall | 16.625 | 16.625 | 16.65 | 180 | 3.325 | 0 | 3 | 4 | 90 | 5 | 1 | 545 | 50 | 551 | 0 | 0
545 | 546 | 4NP:SHAFT_FLOOR_0_0_10130 | 6 | Floor | 4 | 4 | 11.6 | 0 | 0.8 | 0 | 3 | 4 | 180 | 5 | 1 | 546 | 50 | 213 | 0 | 0
546 | 547 | 4NP:SHAFT_CEILING_1_0_0 | 5 | Roof | 4 | 4 | 11.6 | 180 | 0.8 | 0 | 3 | 4 | 0 | 5 | 1 | 547 | 50 | 861 | 0 | 0
547 | 548 | 4NP:WC_PARTITION_5_0_10206 | 8 | Wall | 16.625 | 16.625 | 16.65 | 180 | 3.325 | 0 | 3 | 4 | 90 | 5 | 1 | 548 | 51 | 343 | 0 | 0
548 | 549 | 4NP:WC_PARTITION_4_0_10207 | 8 | Wall | 12.635 | 12.635 | 14.25 | 270 | 3.325 | 0 | 3 | 4 | 90 | 3.8 | 1 | 549 | 51 | 344 | 0 | 0
549 | 550 | 4NP:WC_PARTITION_2_0_10224 | 8 | Wall | 12.635 | 12.635 | 14.25 | 90 | 3.325 | 0 | 3 | 4 | 90 | 3.8 | 1 | 550 | 51 | 376 | 0 | 0
550 | 551 | 4NP:WC_PARTITION_3_0_10287 | 7 | Wall | 16.625 | 16.625 | 16.65 | 0 | 3.325 | 0 | 3 | 4 | 90 | 5 | 1 | 551 | 51 | 545 | 0 | 0
551 | 552 | 4NP:WC_FLOOR_0_0_10134 | 6 | Floor | 19 | 19 | 17.6 | 0 | 3.8 | 0 | 3 | 4 | 180 | 5 | 1 | 552 | 51 | 219 | 0 | 0
552 | 553 | 4NP:WC_CEILING_1_0_0 | 5 | Roof | 19 | 19 | 17.6 | 180 | 3.8 | 0 | 3 | 4 | 0 | 5 | 1 | 553 | 51 | 867 | 0 | 0
553 | 554 | 4NP:CORR_PARTITION_7_0_10210 | 8 | Wall | 9.31 | 9.31 | 12.25 | 180 | 3.325 | 0 | 3 | 4 | 90 | 2.8 | 1 | 554 | 52 | 347 | 0 | 0
554 | 555 | 4NP:CORR_PARTITION_9_0_10272 | 7 | Wall | 8.645 | 8.645 | 11.85 | 90 | 3.325 | 0 | 3 | 4 | 90 | 2.6 | 1 | 555 | 52 | 500 | 0 | 0
555 | 556 | 4NP:CORR_PARTITION_2_0_10278 | 8 | Wall | 7.315 | 7.315 | 11.05 | 90 | 3.325 | 0 | 3 | 4 | 90 | 2.2 | 1 | 556 | 52 | 512 | 0 | 0
556 | 557 | 4NP:CORR_PARTITION_8_0_10283 | 7 | Wall | 13.3 | 13.3 | 14.65 | 90 | 3.325 | 0 | 3 | 4 | 90 | 4 | 1 | 557 | 52 | 531 | 0 | 0
557 | 558 | 4NP:CORR_PARTITION_3_0_0 | 7 | Wall | 24.9608 | 24.9608 | 21.664 | 0 | 3.325 | 0 | 3 | 4 | 90 | 7.507 | 1 | 558 | 52 | 614 | 0 | 0
558 | 559 | 4NP:CORR_WALL_4_0_0 | 9 | Wall | 3.6175 | 9.31 | 12.25 | 270 | 3.325 | 0 | 3 | 4 | 90 | 2.8 | 1 | 559 | 52 | 0 | 1 | 1
559 | 560 | 4NP:CORR_WALL_4_0_0_0_0_0_WIN | 15 | Window | 4.9875 | 2.5627 | 6.93 | 270 | 2.395 | 0.02 | 4 | 4 | 90 | 1.07 | 1 | 559 | 52 | 0 | 1 | 1
560 | 561 | 4NP:CORR_PARTITION_5_0_0 | 7 | Wall | 15.6508 | 15.6508 | 16.064 | 180 | 3.325 | 0 | 3 | 4 | 90 | 4.707 | 1 | 561 | 52 | 576 | 0 | 0
561 | 562 | 4NP:CORR_PARTITION_6_0_0 | 7 | Wall | 19.95 | 19.95 | 18.65 | 270 | 3.325 | 0 | 3 | 4 | 90 | 6 | 1 | 562 | 52 | 577 | 0 | 0
562 | 563 | 4NP:CORR_FLOOR_0_0_10021 | 6 | Floor | 19.8996 | 19.8996 | 19.814 | 0 | 7.107 | 0 | 3 | 4 | 180 | 2.8 | 1 | 563 | 52 | 46 | 0 | 0
563 | 564 | 4NP:CORR_FLOOR_0_0_10175 | 6 | Floor | 5.2106 | 5.2106 | 11.628 | 0 | 1.107 | 0 | 3 | 4 | 180 | 4.707 | 1 | 564 | 52 | 295 | 0 | 0
564 | 565 | 4NP:CORR_EXTFLOOR_0_2_0 | 13 | Floor | 12.7094 | 12.7094 | 18.4 | 0 | 1.693 | 0 | 3 | 4 | 180 | 7.507 | 1 | 565 | 52 | 0 | 1 | 1
565 | 566 | 4NP:CORR_CEILING_1_0_0 | 5 | Roof | 13.1796 | 13.1796 | 15.014 | 180 | 2.8 | 0 | 3 | 4 | 0 | 4.707 | 1 | 566 | 52 | 878 | 0 | 0
566 | 567 | 4NP:CORR_CEILING_1_0_1 | 5 | Roof | 24.64 | 24.64 | 23.2 | 180 | 8.8 | 0 | 3 | 4 | 0 | 2.8 | 1 | 567 | 52 | 879 | 0 | 0
567 | 568 | 4NP:OFF6_PARTITION_2_0_10212 | 8 | Wall | 13.3 | 13.3 | 14.65 | 90 | 3.325 | 0 | 3 | 4 | 90 | 4 | 1 | 568 | 53 | 349 | 0 | 0
568 | 569 | 4NP:OFF6_PARTITION_5_0_10213 | 8 | Wall | 7.6708 | 7.6708 | 11.264 | 180 | 3.325 | 0 | 3 | 4 | 90 | 2.307 | 1 | 569 | 53 | 350 | 0 | 0
569 | 570 | 4NP:OFF6_PARTITION_3_0_0 | 7 | Wall | 7.6708 | 7.6708 | 11.264 | 0 | 3.325 | 0 | 3 | 4 | 90 | 2.307 | 1 | 570 | 53 | 578 | 0 | 0
570 | 571 | 4NP:OFF6_WALL_4_0_0 | 9 | Wall | 4.7613 | 13.3 | 14.65 | 270 | 3.325 | 0 | 3 | 4 | 90 | 4 | 1 | 571 | 53 | 0 | 1 | 1
571 | 572 | 4NP:OFF6_WALL_4_0_0_0_0_0_WIN | 15 | Window | 7.4813 | 2.5627 | 6.93 | 270 | 2.395 | 0.02 | 4 | 4 | 90 | 1.07 | 1 | 571 | 53 | 0 | 1 | 1
572 | 573 | 4NP:OFF6_FLOOR_0_0_10022 | 6 | Floor | 9.2276 | 9.2276 | 12.6104 | 0 | 3.0377 | 0 | 9 | 5 | 180 | 3.0377 | 1 | 573 | 53 | 47 | 0 | 0
573 | 574 | 4NP:OFF6_CEILING_1_0_0 | 5 | Roof | 9.228 | 9.228 | 12.614 | 180 | 4 | 0 | 3 | 4 | 0 | 2.307 | 1 | 574 | 53 | 887 | 0 | 0
574 | 575 | 4NP:OFF7_PARTITION_6_0_10211 | 8 | Wall | 7.98 | 7.98 | 11.45 | 180 | 3.325 | 0 | 3 | 4 | 90 | 2.4 | 1 | 575 | 54 | 348 | 0 | 0
575 | 576 | 4NP:OFF7_PARTITION_3_0_10292 | 8 | Wall | 15.6508 | 15.6508 | 16.064 | 0 | 3.325 | 0 | 3 | 4 | 90 | 4.707 | 1 | 576 | 54 | 561 | 0 | 0
576 | 577 | 4NP:OFF7_PARTITION_2_0_10293 | 8 | Wall | 19.95 | 19.95 | 18.65 | 90 | 3.325 | 0 | 3 | 4 | 90 | 6 | 1 | 577 | 54 | 562 | 0 | 0
577 | 578 | 4NP:OFF7_PARTITION_5_0_10295 | 8 | Wall | 7.6708 | 7.6708 | 11.264 | 180 | 3.325 | 0 | 3 | 4 | 90 | 2.307 | 1 | 578 | 54 | 570 | 0 | 0
578 | 579 | 4NP:OFF7_WALL_4_0_0 | 9 | Wall | 8.565 | 19.95 | 18.65 | 270 | 3.325 | 0 | 3 | 4 | 90 | 6 | 1 | 579 | 54 | 0 | 1 | 1
579 | 580 | 4NP:OFF7_WALL_4_0_0_0_0_0_WIN | 15 | Window | 9.975 | 2.5627 | 6.93 | 270 | 2.395 | 0.02 | 4 | 4 | 90 | 1.07 | 1 | 579 | 54 | 0 | 1 | 1
580 | 581 | 4NP:OFF7_FLOOR_0_0_10176 | 6 | Floor | 28.242 | 28.242 | 21.414 | 0 | 6 | 0 | 3 | 4 | 180 | 4.707 | 1 | 581 | 54 | 296 | 0 | 0
581 | 582 | 4NP:OFF7_CEILING_1_0_0 | 5 | Roof | 28.242 | 28.242 | 21.414 | 180 | 6 | 0 | 3 | 4 | 0 | 4.707 | 1 | 582 | 54 | 895 | 0 | 0
582 | 583 | 4NP:OFF8_PARTITION_4_0_10248 | 8 | Wall | 26.2908 | 26.2908 | 22.464 | 0 | 3.325 | 0 | 3 | 4 | 90 | 7.907 | 1 | 583 | 55 | 425 | 0 | 0
583 | 584 | 4NP:OFF8_PARTITION_2_0_0 | 7 | Wall | 16.3158 | 16.3158 | 16.464 | 90 | 3.325 | 0 | 3 | 4 | 90 | 4.907 | 1 | 584 | 55 | 594 | 0 | 0
584 | 585 | 4NP:OFF8_PARTITION_3_0_0 | 8 | Wall | 1.33 | 1.33 | 7.45 | 90 | 3.325 | 0 | 3 | 4 | 90 | 0.4 | 1 | 585 | 55 | 606 | 0 | 0
585 | 586 | 4NP:OFF8_WALL_5_0_0 | 9 | Wall | 6.2608 | 17.6458 | 17.264 | 270 | 3.325 | 0 | 3 | 4 | 90 | 5.307 | 1 | 586 | 55 | 0 | 1 | 1
586 | 587 | 4NP:OFF8_WALL_5_0_0_0_0_0_WIN | 15 | Window | 9.975 | 2.5627 | 6.93 | 270 | 2.395 | 0.02 | 4 | 4 | 90 | 1.07 | 1 | 586 | 55 | 0 | 1 | 1
587 | 588 | 4NP:OFF8_WALL_6_0_0 | 9 | Wall | 9.2133 | 26.2908 | 22.464 | 180 | 3.325 | 0 | 3 | 4 | 90 | 7.907 | 1 | 588 | 55 | 0 | 1 | 1
588 | 589 | 4NP:OFF8_WALL_6_0_0_0_0_0_WIN | 15 | Window | 14.9625 | 2.5627 | 6.93 | 180 | 2.395 | 0.02 | 4 | 4 | 90 | 1.07 | 1 | 588 | 55 | 0 | 1 | 1
589 | 590 | 4NP:OFF8_FLOOR_0_0_10121 | 6 | Floor | 39.5928 | 39.5928 | 25.628 | 0 | 5.2 | 0 | 3 | 4 | 180 | 7.614 | 1 | 590 | 55 | 195 | 0 | 0
590 | 591 | 4NP:OFF8_FLOOR_0_0_10122 | 6 | Floor | 0.84605 | 0.84605 | 16.028 | 0 | 0.107 | 0 | 3 | 4 | 180 | 7.907 | 1 | 591 | 55 | 196 | 0 | 0
591 | 592 | 4NP:OFF8_EXTFLOOR_0_1_0 | 13 | Floor | 1.5236 | 1.5236 | 10.986 | 0 | 5.2 | 0 | 3 | 4 | 180 | 0.293 | 1 | 592 | 55 | 0 | 1 | 1
592 | 593 | 4NP:OFF8_CEILING_1_0_0 | 5 | Roof | 41.9624 | 41.9624 | 26.428 | 180 | 5.307 | 0 | 3 | 4 | 0 | 7.907 | 1 | 593 | 55 | 904 | 0 | 0
593 | 594 | 4NP:OFF9_PARTITION_4_0_10298 | 8 | Wall | 16.3158 | 16.3158 | 16.464 | 270 | 3.325 | 0 | 3 | 4 | 90 | 4.907 | 1 | 594 | 56 | 584 | 0 | 0
594 | 595 | 4NP:OFF9_WALL_2_0_0 | 9 | Wall | 4.9308 | 16.3158 | 16.464 | 90 | 3.325 | 0 | 3 | 4 | 90 | 4.907 | 1 | 595 | 56 | 0 | 1 | 1
595 | 596 | 4NP:OFF9_WALL_2_0_0_0_0_0_WIN | 15 | Window | 9.975 | 2.5627 | 6.93 | 90 | 2.395 | 0.02 | 4 | 4 | 90 | 1.07 | 1 | 595 | 56 | 0 | 1 | 1
596 | 597 | 4NP:OFF9_PARTITION_3_0_0 | 8 | Wall | 40.2558 | 40.2558 | 30.864 | 0 | 3.325 | 0 | 3 | 4 | 90 | 12.107 | 1 | 597 | 56 | 607 | 0 | 0
597 | 598 | 4NP:OFF9_WALL_5_0_0 | 9 | Wall | 11.7933 | 40.2558 | 30.864 | 180 | 3.325 | 0 | 3 | 4 | 90 | 12.107 | 1 | 598 | 56 | 0 | 1 | 1
598 | 599 | 4NP:OFF9_WALL_5_0_0_0_0_0_WIN | 15 | Window | 24.9375 | 2.5627 | 6.93 | 180 | 2.395 | 0.02 | 4 | 4 | 90 | 1.07 | 1 | 598 | 56 | 0 | 1 | 1
599 | 600 | 4NP:OFF9_EXTFLOOR_0_0_0 | 13 | Floor | 59.409 | 59.409 | 34.028 | 0 | 4.907 | 0 | 3 | 4 | 180 | 12.107 | 1 | 600 | 56 | 0 | 1 | 1
600 | 601 | 4NP:OFF9_CEILING_1_0_0 | 5 | Roof | 59.409 | 59.409 | 34.028 | 180 | 4.907 | 0 | 3 | 4 | 0 | 12.107 | 1 | 601 | 56 | 912 | 0 | 0
601 | 602 | 4NP:LOBBY_PARTITION_4_0_10230 | 8 | Wall | 7.315 | 7.315 | 11.05 | 0 | 3.325 | 0 | 3 | 4 | 90 | 2.2 | 1 | 602 | 57 | 382 | 0 | 0
602 | 603 | 4NP:LOBBY_PARTITION_6_0_10249 | 8 | Wall | 12.635 | 12.635 | 14.25 | 270 | 3.325 | 0 | 3 | 4 | 90 | 3.8 | 1 | 603 | 57 | 426 | 0 | 0
603 | 604 | 4NP:LOBBY_PARTITION_5_0_10265 | 7 | Wall | 15.295 | 15.295 | 15.85 | 0 | 3.325 | 0 | 3 | 4 | 90 | 4.6 | 1 | 604 | 57 | 480 | 0 | 0
604 | 605 | 4NP:LOBBY_PARTITION_3_0_10267 | 7 | Wall | 17.6458 | 17.6458 | 17.264 | 0 | 3.325 | 0 | 3 | 4 | 90 | 5.307 | 1 | 605 | 57 | 488 | 0 | 0
605 | 606 | 4NP:LOBBY_PARTITION_7_0_10299 | 7 | Wall | 1.33 | 1.33 | 7.45 | 270 | 3.325 | 0 | 3 | 4 | 90 | 0.4 | 1 | 606 | 57 | 585 | 0 | 0
606 | 607 | 4NP:LOBBY_PARTITION_8_0_10301 | 7 | Wall | 40.2558 | 40.2558 | 30.864 | 180 | 3.325 | 0 | 3 | 4 | 90 | 12.107 | 1 | 607 | 57 | 597 | 0 | 0
607 | 608 | 4NP:LOBBY_WALL_2_0_0 | 9 | Wall | 5.4262 | 13.965 | 15.05 | 90 | 3.325 | 0 | 3 | 4 | 90 | 4.2 | 1 | 608 | 57 | 0 | 1 | 1
608 | 609 | 4NP:LOBBY_WALL_2_0_0_0_0_0_WIN | 15 | Window | 7.4813 | 2.5627 | 6.93 | 90 | 2.395 | 0.02 | 4 | 4 | 90 | 1.07 | 1 | 608 | 57 | 0 | 1 | 1
609 | 610 | 4NP:LOBBY_FLOOR_0_0_10128 | 6 | Floor | 47.302 | 47.302 | 32.028 | 0 | 3.907 | 0 | 3 | 4 | 180 | 12.107 | 1 | 610 | 57 | 207 | 0 | 0
610 | 611 | 4NP:LOBBY_EXTFLOOR_0_1_0 | 13 | Floor | 3.5474 | 3.5474 | 24.8 | 0 | 0.293 | 0 | 3 | 4 | 180 | 12.107 | 1 | 611 | 57 | 0 | 1 | 1
611 | 612 | 4NP:LOBBY_CEILING_1_0_0 | 5 | Roof | 50.8494 | 50.8494 | 32.614 | 180 | 4.2 | 0 | 3 | 4 | 0 | 12.107 | 1 | 612 | 57 | 922 | 0 | 0
612 | 613 | 4NP:OFF_PARTITION_6_0_10277 | 8 | Wall | 41.5858 | 41.5858 | 31.664 | 180 | 3.325 | 0 | 3 | 4 | 90 | 12.507 | 1 | 613 | 58 | 511 | 0 | 0
613 | 614 | 4NP:OFF_PARTITION_5_0_10291 | 8 | Wall | 24.9608 | 24.9608 | 21.664 | 180 | 3.325 | 0 | 3 | 4 | 90 | 7.507 | 1 | 614 | 58 | 558 | 0 | 0
614 | 615 | 4NP:OFF_WALL_2_0_0 | 9 | Wall | 7.112 | 15.6508 | 16.064 | 90 | 3.325 | 0 | 3 | 4 | 90 | 4.707 | 1 | 615 | 58 | 0 | 1 | 1
615 | 616 | 4NP:OFF_WALL_2_0_0_0_0_0_WIN | 15 | Window | 7.4813 | 2.5627 | 6.93 | 90 | 2.395 | 0.02 | 4 | 4 | 90 | 1.07 | 1 | 615 | 58 | 0 | 1 | 1
616 | 617 | 4NP:OFF_WALL_3_0_0 | 9 | Wall | 21.0066 | 66.5465 | 46.678 | 0 | 3.325 | 0 | 3 | 4 | 90 | 20.014 | 1 | 617 | 58 | 0 | 1 | 1
617 | 618 | 4NP:OFF_WALL_3_0_0_0_0_0_WIN | 15 | Window | 39.9 | 2.5627 | 6.93 | 0 | 2.395 | 0.02 | 4 | 4 | 90 | 1.07 | 1 | 617 | 58 | 0 | 1 | 1
618 | 619 | 4NP:OFF_WALL_4_0_0 | 9 | Wall | 7.112 | 15.6508 | 16.064 | 270 | 3.325 | 0 | 3 | 4 | 90 | 4.707 | 1 | 619 | 58 | 0 | 1 | 1
619 | 620 | 4NP:OFF_WALL_4_0_0_0_0_0_WIN | 15 | Window | 7.4813 | 2.5627 | 6.93 | 270 | 2.395 | 0.02 | 4 | 4 | 90 | 1.07 | 1 | 619 | 58 | 0 | 1 | 1
620 | 621 | 4NP:OFF_FLOOR_0_0_10153 | 6 | Floor | 15.3672 | 15.3672 | 15.6398 | 0 | 3.9201 | 0 | 9 | 5 | 180 | 3.9201 | 1 | 621 | 58 | 259 | 0 | 0
621 | 622 | 4NP:OFF_FLOOR_0_0_10154 | 6 | Floor | 8.4726 | 8.4726 | 13.014 | 0 | 4.707 | 0 | 3 | 4 | 180 | 1.8 | 1 | 622 | 58 | 260 | 0 | 0
622 | 623 | 4NP:OFF_FLOOR_0_0_10164 | 6 | Floor | 19.3316 | 19.3316 | 17.628 | 0 | 4.707 | 0 | 3 | 4 | 180 | 4.107 | 1 | 623 | 58 | 269 | 0 | 0
623 | 624 | 4NP:OFF_FLOOR_0_0_10167 | 6 | Floor | 2.88 | 2.88 | 7.2 | 0 | 1.2 | 0 | 3 | 4 | 180 | 2.4 | 1 | 624 | 58 | 276 | 0 | 0
624 | 625 | 4NP:OFF_FLOOR_0_0_10172 | 6 | Floor | 2.4 | 2.4 | 6.4 | 0 | 1.2 | 0 | 3 | 4 | 180 | 2 | 1 | 625 | 58 | 286 | 0 | 0
625 | 626 | 4NP:OFF_FLOOR_0_0_10173 | 6 | Floor | 2.8874 | 2.8874 | 9.8417 | 0 | 4.0987 | 0 | 1 | 3 | 180 | 1.4089 | 1 | 626 | 58 | 287 | 0 | 0
626 | 627 | 4NP:OFF_EXTFLOOR_0_4_0 | 13 | Floor | 42.8671 | 42.8671 | 27.8985 | 0 | 4.9773 | 0 | 2 | 4 | 180 | 8.2981 | 1 | 627 | 58 | 0 | 1 | 1
627 | 628 | 4NP:OFF_CEILING_1_0_0 | 5 | Roof | 94.2059 | 94.2059 | 49.442 | 180 | 4.707 | 0 | 3 | 4 | 0 | 20.014 | 1 | 628 | 58 | 932 | 0 | 0
628 | 629 | 5NP:CORR1_PARTITION_2_0_0 | 7 | Wall | 3.325 | 3.325 | 8.65 | 90 | 3.325 | 0 | 3 | 4 | 90 | 1 | 1 | 629 | 59 | 638 | 0 | 0
629 | 630 | 5NP:CORR1_PARTITION_3_0_0 | 7 | Wall | 20.3058 | 20.3058 | 18.864 | 90 | 3.325 | 0 | 3 | 4 | 90 | 6.107 | 1 | 630 | 59 | 722 | 0 | 0
630 | 631 | 5NP:CORR1_WALL_4_0_0 | 9 | Wall | 4.6383 | 10.3308 | 12.864 | 0 | 3.325 | 0 | 3 | 4 | 90 | 3.107 | 1 | 631 | 59 | 0 | 1 | 1
631 | 632 | 5NP:CORR1_WALL_4_0_0_0_0_0_WIN | 15 | Window | 4.9875 | 2.5627 | 6.93 | 0 | 2.395 | 0.02 | 4 | 4 | 90 | 1.07 | 1 | 631 | 59 | 0 | 1 | 1
632 | 633 | 5NP:CORR1_WALL_5_0_0 | 9 | Wall | 9.3995 | 23.6308 | 20.864 | 270 | 3.325 | 0 | 3 | 4 | 90 | 7.107 | 1 | 633 | 59 | 0 | 1 | 1
633 | 634 | 5NP:CORR1_WALL_5_0_0_0_0_0_WIN | 15 | Window | 12.4688 | 2.5627 | 6.93 | 270 | 2.395 | 0.02 | 4 | 4 | 90 | 1.07 | 1 | 633 | 59 | 0 | 1 | 1
634 | 635 | 5NP:CORR1_PARTITION_6_0_0 | 7 | Wall | 10.3308 | 10.3308 | 12.864 | 180 | 3.325 | 0 | 3 | 4 | 90 | 3.107 | 1 | 635 | 59 | 729 | 0 | 0
635 | 636 | 5NP:CORR1_FLOOR_0_0_10177 | 6 | Floor | 22.0814 | 22.0814 | 20.428 | 0 | 7.107 | 0 | 3 | 4 | 180 | 3.107 | 1 | 636 | 59 | 306 | 0 | 0
636 | 637 | 5NP:CORR1_CEILING_1_0_0 | 5 | Roof | 22.0814 | 22.0814 | 20.428 | 180 | 7.107 | 0 | 3 | 4 | 0 | 3.107 | 1 | 637 | 59 | 1010 | 0 | 0
637 | 638 | 5NP:CORR2_PARTITION_7_0_10305 | 8 | Wall | 3.325 | 3.325 | 8.65 | 270 | 3.325 | 0 | 3 | 4 | 90 | 1 | 1 | 638 | 60 | 629 | 0 | 0
638 | 639 | 5NP:CORR2_PARTITION_2_0_0 | 7 | Wall | 10.64 | 10.64 | 13.05 | 90 | 3.325 | 0 | 3 | 4 | 90 | 3.2 | 1 | 639 | 60 | 650 | 0 | 0
639 | 640 | 5NP:CORR2_PARTITION_3_0_0 | 7 | Wall | 12.9908 | 12.9908 | 14.464 | 90 | 3.325 | 0 | 3 | 4 | 90 | 3.907 | 1 | 640 | 60 | 663 | 0 | 0
640 | 641 | 5NP:CORR2_WALL_4_0_0 | 9 | Wall | 2.9525 | 8.645 | 11.85 | 0 | 3.325 | 0 | 3 | 4 | 90 | 2.6 | 1 | 641 | 60 | 0 | 1 | 1
641 | 642 | 5NP:CORR2_WALL_4_0_0_0_0_0_WIN | 15 | Window | 4.9875 | 2.5627 | 6.93 | 0 | 2.395 | 0.02 | 4 | 4 | 90 | 1.07 | 1 | 641 | 60 | 0 | 1 | 1
642 | 643 | 5NP:CORR2_PARTITION_5_0_0 | 7 | Wall | 20.3058 | 20.3058 | 18.864 | 270 | 3.325 | 0 | 3 | 4 | 90 | 6.107 | 1 | 643 | 60 | 723 | 0 | 0
643 | 644 | 5NP:CORR2_PARTITION_6_0_0 | 7 | Wall | 7.98 | 7.98 | 11.45 | 0 | 3.325 | 0 | 3 | 4 | 90 | 2.4 | 1 | 644 | 60 | 724 | 0 | 0
644 | 645 | 5NP:CORR2_PARTITION_8_0_0 | 7 | Wall | 16.625 | 16.625 | 16.65 | 180 | 3.325 | 0 | 3 | 4 | 90 | 5 | 1 | 645 | 60 | 730 | 0 | 0
645 | 646 | 5NP:CORR2_FLOOR_0_0_10181 | 6 | Floor | 15.8782 | 15.8782 | 17.414 | 0 | 6.107 | 0 | 3 | 4 | 180 | 2.6 | 1 | 646 | 60 | 317 | 0 | 0
646 | 647 | 5NP:CORR2_FLOOR_0_0_10182 | 6 | Floor | 5 | 5 | 12 | 0 | 1 | 0 | 3 | 4 | 180 | 5 | 1 | 647 | 60 | 318 | 0 | 0
647 | 648 | 5NP:CORR2_CEILING_1_0_0 | 5 | Roof | 15.8782 | 15.8782 | 17.414 | 180 | 6.107 | 0 | 3 | 4 | 0 | 2.6 | 1 | 648 | 60 | 1027 | 0 | 0
648 | 649 | 5NP:CORR2_CEILING_1_0_1 | 5 | Roof | 5 | 5 | 12 | 180 | 1 | 0 | 3 | 4 | 0 | 5 | 1 | 649 | 60 | 1028 | 0 | 0
649 | 650 | 5NP:MECH1_PARTITION_4_0_10310 | 8 | Wall | 10.64 | 10.64 | 13.05 | 270 | 3.325 | 0 | 3 | 4 | 90 | 3.2 | 1 | 650 | 61 | 639 | 0 | 0
650 | 651 | 5NP:MECH1_PARTITION_2_0_0 | 7 | Wall | 19.285 | 19.285 | 18.25 | 90 | 3.325 | 0 | 3 | 4 | 90 | 5.8 | 1 | 651 | 61 | 657 | 0 | 0
651 | 652 | 5NP:MECH1_PARTITION_3_0_0 | 8 | Wall | 6.65 | 6.65 | 10.65 | 0 | 3.325 | 0 | 3 | 4 | 90 | 2 | 1 | 652 | 61 | 664 | 0 | 0
652 | 653 | 5NP:MECH1_PARTITION_5_0_0 | 7 | Wall | 8.645 | 8.645 | 11.85 | 270 | 3.325 | 0 | 3 | 4 | 90 | 2.6 | 1 | 653 | 61 | 731 | 0 | 0
653 | 654 | 5NP:MECH1_PARTITION_6_0_0 | 8 | Wall | 6.65 | 6.65 | 10.65 | 180 | 3.325 | 0 | 3 | 4 | 90 | 2 | 1 | 654 | 61 | 739 | 0 | 0
654 | 655 | 5NP:MECH1_FLOOR_0_0_10188 | 6 | Floor | 11.6 | 11.6 | 15.6 | 0 | 5.8 | 0 | 3 | 4 | 180 | 2 | 1 | 655 | 61 | 327 | 0 | 0
655 | 656 | 5NP:MECH1_CEILING_1_0_0 | 5 | Roof | 11.6 | 11.6 | 15.6 | 180 | 5.8 | 0 | 3 | 4 | 0 | 2 | 1 | 656 | 61 | 1084 | 0 | 0
656 | 657 | 5NP:WC1_PARTITION_4_0_10316 | 8 | Wall | 19.285 | 19.285 | 18.25 | 270 | 3.325 | 0 | 3 | 4 | 90 | 5.8 | 1 | 657 | 62 | 651 | 0 | 0
657 | 658 | 5NP:WC1_PARTITION_2_0_0 | 8 | Wall | 19.285 | 19.285 | 18.25 | 90 | 3.325 | 0 | 3 | 4 | 90 | 5.8 | 1 | 658 | 62 | 665 | 0 | 0
658 | 659 | 5NP:WC1_PARTITION_3_0_0 | 8 | Wall | 9.975 | 9.975 | 12.65 | 0 | 3.325 | 0 | 3 | 4 | 90 | 3 | 1 | 659 | 62 | 666 | 0 | 0
659 | 660 | 5NP:WC1_PARTITION_5_0_0 | 8 | Wall | 9.975 | 9.975 | 12.65 | 180 | 3.325 | 0 | 3 | 4 | 90 | 3 | 1 | 660 | 62 | 740 | 0 | 0
660 | 661 | 5NP:WC1_FLOOR_0_0_10193 | 6 | Floor | 17.4 | 17.4 | 17.6 | 0 | 5.8 | 0 | 3 | 4 | 180 | 3 | 1 | 661 | 62 | 334 | 0 | 0
661 | 662 | 5NP:WC1_CEILING_1_0_0 | 5 | Roof | 17.4 | 17.4 | 17.6 | 180 | 5.8 | 0 | 3 | 4 | 0 | 3 | 1 | 662 | 62 | 1090 | 0 | 0
662 | 663 | 5NP:CORR3_PARTITION_16_0_10311 | 8 | Wall | 12.9908 | 12.9908 | 14.464 | 270 | 3.325 | 0 | 3 | 4 | 90 | 3.907 | 1 | 663 | 63 | 640 | 0 | 0
663 | 664 | 5NP:CORR3_PARTITION_17_0_10317 | 7 | Wall | 6.65 | 6.65 | 10.65 | 180 | 3.325 | 0 | 3 | 4 | 90 | 2 | 1 | 664 | 63 | 652 | 0 | 0
664 | 665 | 5NP:CORR3_PARTITION_19_0_10321 | 7 | Wall | 19.285 | 19.285 | 18.25 | 270 | 3.325 | 0 | 3 | 4 | 90 | 5.8 | 1 | 665 | 63 | 658 | 0 | 0
665 | 666 | 5NP:CORR3_PARTITION_18_0_10322 | 7 | Wall | 9.975 | 9.975 | 12.65 | 180 | 3.325 | 0 | 3 | 4 | 90 | 3 | 1 | 666 | 63 | 659 | 0 | 0
666 | 667 | 5NP:CORR3_PARTITION_2_0_0 | 7 | Wall | 3.325 | 3.325 | 8.65 | 90 | 3.325 | 0 | 3 | 4 | 90 | 1 | 1 | 667 | 63 | 693 | 0 | 0
667 | 668 | 5NP:CORR3_PARTITION_3_0_0 | 7 | Wall | 9.31 | 9.31 | 12.25 | 90 | 3.325 | 0 | 3 | 4 | 90 | 2.8 | 1 | 668 | 63 | 787 | 0 | 0
668 | 669 | 5NP:CORR3_PARTITION_4_0_0 | 7 | Wall | 16.625 | 16.625 | 16.65 | 180 | 3.325 | 0 | 3 | 4 | 90 | 5 | 1 | 669 | 63 | 788 | 0 | 0
669 | 670 | 5NP:CORR3_PARTITION_5_0_0 | 7 | Wall | 6.65 | 6.65 | 10.65 | 90 | 3.325 | 0 | 3 | 4 | 90 | 2 | 1 | 670 | 63 | 699 | 0 | 0
670 | 671 | 5NP:CORR3_PARTITION_6_0_0 | 7 | Wall | 16.625 | 16.625 | 16.65 | 0 | 3.325 | 0 | 3 | 4 | 90 | 5 | 1 | 671 | 63 | 863 | 0 | 0
671 | 672 | 5NP:CORR3_PARTITION_7_0_0 | 7 | Wall | 12.635 | 12.635 | 14.25 | 90 | 3.325 | 0 | 3 | 4 | 90 | 3.8 | 1 | 672 | 63 | 864 | 0 | 0
672 | 673 | 5NP:CORR3_PARTITION_8_0_0 | 7 | Wall | 2.66 | 2.66 | 8.25 | 90 | 3.325 | 0 | 3 | 4 | 90 | 0.8 | 1 | 673 | 63 | 857 | 0 | 0
673 | 674 | 5NP:CORR3_PARTITION_9_0_0 | 7 | Wall | 3.325 | 3.325 | 8.65 | 90 | 3.325 | 0 | 3 | 4 | 90 | 1 | 1 | 674 | 63 | 843 | 0 | 0
674 | 675 | 5NP:CORR3_PARTITION_10_0_0 | 7 | Wall | 9.31 | 9.31 | 12.25 | 0 | 3.325 | 0 | 3 | 4 | 90 | 2.8 | 1 | 675 | 63 | 869 | 0 | 0
675 | 676 | 5NP:CORR3_PARTITION_11_0_0 | 7 | Wall | 7.98 | 7.98 | 11.45 | 0 | 3.325 | 0 | 3 | 4 | 90 | 2.4 | 1 | 676 | 63 | 889 | 0 | 0
676 | 677 | 5NP:CORR3_PARTITION_12_0_0 | 7 | Wall | 13.3 | 13.3 | 14.65 | 270 | 3.325 | 0 | 3 | 4 | 90 | 4 | 1 | 677 | 63 | 882 | 0 | 0
677 | 678 | 5NP:CORR3_PARTITION_13_0_0 | 7 | Wall | 7.6708 | 7.6708 | 11.264 | 0 | 3.325 | 0 | 3 | 4 | 90 | 2.307 | 1 | 678 | 63 | 883 | 0 | 0
678 | 679 | 5NP:CORR3_WALL_14_0_0 | 9 | Wall | 0.30923 | 0.30923 | 6.836 | 270 | 3.325 | 0 | 3 | 4 | 90 | 0.093 | 1 | 679 | 63 | 0 | 1 | 1
679 | 680 | 5NP:CORR3_WALL_15_0_0 | 9 | Wall | 0.97423 | 0.97423 | 7.236 | 0 | 3.325 | 0 | 3 | 4 | 90 | 0.293 | 1 | 680 | 63 | 0 | 1 | 1
680 | 681 | 5NP:CORR3_PARTITION_20_0_0 | 7 | Wall | 9.31 | 9.31 | 12.25 | 180 | 3.325 | 0 | 3 | 4 | 90 | 2.8 | 1 | 681 | 63 | 741 | 0 | 0
681 | 682 | 5NP:CORR3_PARTITION_21_0_0 | 8 | Wall | 7.98 | 7.98 | 11.45 | 90 | 3.325 | 0 | 3 | 4 | 90 | 2.4 | 1 | 682 | 63 | 780 | 0 | 0
682 | 683 | 5NP:CORR3_FLOOR_0_0_10197 | 6 | Floor | 10 | 10 | 14 | 0 | 2 | 0 | 3 | 4 | 180 | 5 | 1 | 683 | 63 | 360 | 0 | 0
683 | 684 | 5NP:CORR3_FLOOR_0_0_10198 | 6 | Floor | 20.8 | 20.8 | 18.4 | 0 | 4 | 0 | 3 | 4 | 180 | 5.2 | 1 | 684 | 63 | 361 | 0 | 0
684 | 685 | 5NP:CORR3_FLOOR_0_0_10199 | 6 | Floor | 0.69815 | 0.69815 | 15.2 | 0 | 0.093 | 0 | 3 | 4 | 180 | 7.507 | 1 | 685 | 63 | 362 | 0 | 0
685 | 686 | 5NP:CORR3_FLOOR_0_0_10200 | 6 | Floor | 19.535 | 19.535 | 17.814 | 0 | 3.907 | 0 | 3 | 4 | 180 | 5 | 1 | 686 | 63 | 363 | 0 | 0
686 | 687 | 5NP:CORR3_FLOOR_0_0_10201 | 6 | Floor | 27.1796 | 27.1796 | 25.014 | 0 | 9.707 | 0 | 3 | 4 | 180 | 2.8 | 1 | 687 | 63 | 364 | 0 | 0
687 | 688 | 5NP:CORR3_CEILING_1_0_0 | 5 | Roof | 10 | 10 | 14 | 180 | 2 | 0 | 3 | 4 | 0 | 5 | 1 | 688 | 63 | 1051 | 0 | 0
688 | 689 | 5NP:CORR3_CEILING_1_0_1 | 5 | Roof | 20.8 | 20.8 | 18.4 | 180 | 4 | 0 | 3 | 4 | 0 | 5.2 | 1 | 689 | 63 | 1052 | 0 | 0
689 | 690 | 5NP:CORR3_CEILING_1_0_2 | 5 | Roof | 0.69815 | 0.69815 | 15.2 | 180 | 0.093 | 0 | 3 | 4 | 0 | 7.507 | 1 | 690 | 63 | 1053 | 0 | 0
690 | 691 | 5NP:CORR3_CEILING_1_0_3 | 5 | Roof | 19.535 | 19.535 | 17.814 | 180 | 3.907 | 0 | 3 | 4 | 0 | 5 | 1 | 691 | 63 | 1054 | 0 | 0
691 | 692 | 5NP:CORR3_CEILING_1_0_4 | 5 | Roof | 27.1796 | 27.1796 | 25.014 | 180 | 9.707 | 0 | 3 | 4 | 0 | 2.8 | 1 | 692 | 63 | 1055 | 0 | 0
692 | 693 | 5NP:SHAFT1_PARTITION_4_0_10329 | 8 | Wall | 3.325 | 3.325 | 8.65 | 270 | 3.325 | 0 | 3 | 4 | 90 | 1 | 1 | 693 | 64 | 667 | 0 | 0
693 | 694 | 5NP:SHAFT1_PARTITION_2_0_0 | 8 | Wall | 3.325 | 3.325 | 8.65 | 90 | 3.325 | 0 | 3 | 4 | 90 | 1 | 1 | 694 | 64 | 700 | 0 | 0
694 | 695 | 5NP:SHAFT1_PARTITION_3_0_0 | 8 | Wall | 16.625 | 16.625 | 16.65 | 0 | 3.325 | 0 | 3 | 4 | 90 | 5 | 1 | 695 | 64 | 789 | 0 | 0
695 | 696 | 5NP:SHAFT1_PARTITION_5_0_0 | 8 | Wall | 16.625 | 16.625 | 16.65 | 180 | 3.325 | 0 | 3 | 4 | 90 | 5 | 1 | 696 | 64 | 781 | 0 | 0
696 | 697 | 5NP:SHAFT1_FLOOR_0_0_10216 | 6 | Floor | 5 | 5 | 12 | 0 | 1 | 0 | 3 | 4 | 180 | 5 | 1 | 697 | 64 | 370 | 0 | 0
697 | 698 | 5NP:SHAFT1_CEILING_1_0_0 | 5 | Roof | 5 | 5 | 12 | 180 | 1 | 0 | 3 | 4 | 0 | 5 | 1 | 698 | 64 | 1096 | 0 | 0
698 | 699 | 5NP:CORR4_PARTITION_6_0_10332 | 8 | Wall | 6.65 | 6.65 | 10.65 | 270 | 3.325 | 0 | 3 | 4 | 90 | 2 | 1 | 699 | 65 | 670 | 0 | 0
699 | 700 | 5NP:CORR4_PARTITION_8_0_10344 | 7 | Wall | 3.325 | 3.325 | 8.65 | 270 | 3.325 | 0 | 3 | 4 | 90 | 1 | 1 | 700 | 65 | 694 | 0 | 0
700 | 701 | 5NP:CORR4_PARTITION_2_0_0 | 7 | Wall | 49.875 | 49.875 | 36.65 | 90 | 3.325 | 0 | 3 | 4 | 90 | 15 | 1 | 701 | 65 | 714 | 0 | 0
701 | 702 | 5NP:CORR4_PARTITION_3_0_0 | 7 | Wall | 7.315 | 7.315 | 11.05 | 0 | 3.325 | 0 | 3 | 4 | 90 | 2.2 | 1 | 702 | 65 | 826 | 0 | 0
702 | 703 | 5NP:CORR4_PARTITION_4_0_0 | 7 | Wall | 2.66 | 2.66 | 8.25 | 270 | 3.325 | 0 | 3 | 4 | 90 | 0.8 | 1 | 703 | 65 | 858 | 0 | 0
703 | 704 | 5NP:CORR4_PARTITION_5_0_0 | 7 | Wall | 12.635 | 12.635 | 14.25 | 270 | 3.325 | 0 | 3 | 4 | 90 | 3.8 | 1 | 704 | 65 | 865 | 0 | 0
704 | 705 | 5NP:CORR4_PARTITION_7_0_0 | 7 | Wall | 9.31 | 9.31 | 12.25 | 270 | 3.325 | 0 | 3 | 4 | 90 | 2.8 | 1 | 705 | 65 | 790 | 0 | 0
705 | 706 | 5NP:CORR4_PARTITION_9_0_0 | 8 | Wall | 7.98 | 7.98 | 11.45 | 270 | 3.325 | 0 | 3 | 4 | 90 | 2.4 | 1 | 706 | 65 | 782 | 0 | 0
706 | 707 | 5NP:CORR4_PARTITION_10_0_0 | 7 | Wall | 2.66 | 2.66 | 8.25 | 270 | 3.325 | 0 | 3 | 4 | 90 | 0.8 | 1 | 707 | 65 | 774 | 0 | 0
707 | 708 | 5NP:CORR4_PARTITION_11_0_0 | 7 | Wall | 7.315 | 7.315 | 11.05 | 270 | 3.325 | 0 | 3 | 4 | 90 | 2.2 | 1 | 708 | 65 | 814 | 0 | 0
708 | 709 | 5NP:CORR4_PARTITION_12_0_0 | 7 | Wall | 11.305 | 11.305 | 13.45 | 270 | 3.325 | 0 | 3 | 4 | 90 | 3.4 | 1 | 709 | 65 | 800 | 0 | 0
709 | 710 | 5NP:CORR4_PARTITION_13_0_0 | 7 | Wall | 7.315 | 7.315 | 11.05 | 180 | 3.325 | 0 | 3 | 4 | 90 | 2.2 | 1 | 710 | 65 | 914 | 0 | 0
710 | 711 | 5NP:CORR4_PARTITION_14_0_0 | 7 | Wall | 13.965 | 13.965 | 15.05 | 90 | 3.325 | 0 | 3 | 4 | 90 | 4.2 | 1 | 711 | 65 | 807 | 0 | 0
711 | 712 | 5NP:CORR4_FLOOR_0_0_10220 | 6 | Floor | 42.24 | 42.24 | 42.8 | 0 | 19.2 | 0 | 3 | 4 | 180 | 2.2 | 1 | 712 | 65 | 386 | 0 | 0
712 | 713 | 5NP:CORR4_CEILING_1_0_0 | 5 | Roof | 42.24 | 42.24 | 42.8 | 180 | 19.2 | 0 | 3 | 4 | 0 | 2.2 | 1 | 713 | 65 | 1075 | 0 | 0
713 | 714 | 5NP:OFF1_PARTITION_5_0_10348 | 8 | Wall | 49.875 | 49.875 | 36.65 | 270 | 3.325 | 0 | 3 | 4 | 90 | 15 | 1 | 714 | 66 | 701 | 0 | 0
714 | 715 | 5NP:OFF1_WALL_2_0_0 | 9 | Wall | 17.5287 | 54.53 | 39.45 | 90 | 3.325 | 0 | 3 | 4 | 90 | 16.4 | 1 | 715 | 66 | 0 | 1 | 1
715 | 716 | 5NP:OFF1_WALL_2_0_0_0_0_0_WIN | 15 | Window | 32.4188 | 2.5627 | 6.93 | 90 | 2.395 | 0.02 | 4 | 4 | 90 | 1.07 | 1 | 715 | 66 | 0 | 1 | 1
716 | 717 | 5NP:OFF1_PARTITION_3_0_0 | 7 | Wall | 17.6458 | 17.6458 | 17.264 | 0 | 3.325 | 0 | 3 | 4 | 90 | 5.307 | 1 | 717 | 66 | 850 | 0 | 0
717 | 718 | 5NP:OFF1_PARTITION_4_0_0 | 8 | Wall | 4.655 | 4.655 | 9.45 | 270 | 3.325 | 0 | 3 | 4 | 90 | 1.4 | 1 | 718 | 66 | 827 | 0 | 0
718 | 719 | 5NP:OFF1_PARTITION_6_0_0 | 7 | Wall | 17.6458 | 17.6458 | 17.264 | 180 | 3.325 | 0 | 3 | 4 | 90 | 5.307 | 1 | 719 | 66 | 808 | 0 | 0
719 | 720 | 5NP:OFF1_FLOOR_0_0_10232 | 6 | Floor | 87.0348 | 87.0348 | 43.414 | 0 | 16.4 | 0 | 3 | 4 | 180 | 5.307 | 1 | 720 | 66 | 394 | 0 | 0
720 | 721 | 5NP:OFF1_CEILING_1_0_0 | 5 | Roof | 87.0348 | 87.0348 | 43.414 | 180 | 16.4 | 0 | 3 | 4 | 0 | 5.307 | 1 | 721 | 66 | 976 | 0 | 0
721 | 722 | 5NP:SHAFT2_PARTITION_4_0_10306 | 8 | Wall | 20.3058 | 20.3058 | 18.864 | 270 | 3.325 | 0 | 3 | 4 | 90 | 6.107 | 1 | 722 | 67 | 630 | 0 | 0
722 | 723 | 5NP:SHAFT2_PARTITION_2_0_10312 | 8 | Wall | 20.3058 | 20.3058 | 18.864 | 90 | 3.325 | 0 | 3 | 4 | 90 | 6.107 | 1 | 723 | 67 | 643 | 0 | 0
723 | 724 | 5NP:SHAFT2_PARTITION_5_0_10313 | 8 | Wall | 7.98 | 7.98 | 11.45 | 180 | 3.325 | 0 | 3 | 4 | 90 | 2.4 | 1 | 724 | 67 | 644 | 0 | 0
724 | 725 | 5NP:SHAFT2_WALL_3_0_0 | 9 | Wall | 5.1338 | 7.98 | 11.45 | 0 | 3.325 | 0 | 3 | 4 | 90 | 2.4 | 1 | 725 | 67 | 0 | 1 | 1
725 | 726 | 5NP:SHAFT2_WALL_3_0_0_0_0_0_WIN | 15 | Window | 2.4937 | 2.5627 | 6.93 | 0 | 2.395 | 0.02 | 4 | 4 | 90 | 1.07 | 1 | 725 | 67 | 0 | 1 | 1
726 | 727 | 5NP:SHAFT2_FLOOR_0_0_10236 | 6 | Floor | 14.6568 | 14.6568 | 17.014 | 0 | 6.107 | 0 | 3 | 4 | 180 | 2.4 | 1 | 727 | 67 | 401 | 0 | 0
727 | 728 | 5NP:SHAFT2_CEILING_1_0_0 | 5 | Roof | 14.6568 | 14.6568 | 17.014 | 180 | 6.107 | 0 | 3 | 4 | 0 | 2.4 | 1 | 728 | 67 | 1017 | 0 | 0
728 | 729 | 5NP:SHAFT3_PARTITION_5_0_10307 | 8 | Wall | 10.3308 | 10.3308 | 12.864 | 0 | 3.325 | 0 | 3 | 4 | 90 | 3.107 | 1 | 729 | 68 | 635 | 0 | 0
729 | 730 | 5NP:SHAFT3_PARTITION_4_0_10314 | 8 | Wall | 16.625 | 16.625 | 16.65 | 0 | 3.325 | 0 | 3 | 4 | 90 | 5 | 1 | 730 | 68 | 645 | 0 | 0
730 | 731 | 5NP:SHAFT3_PARTITION_3_0_10318 | 8 | Wall | 8.645 | 8.645 | 11.85 | 90 | 3.325 | 0 | 3 | 4 | 90 | 2.6 | 1 | 731 | 68 | 653 | 0 | 0
731 | 732 | 5NP:SHAFT3_PARTITION_2_0_0 | 8 | Wall | 1.0208 | 1.0208 | 7.264 | 90 | 3.325 | 0 | 3 | 4 | 90 | 0.307 | 1 | 732 | 68 | 742 | 0 | 0
732 | 733 | 5NP:SHAFT3_WALL_6_0_0 | 9 | Wall | 3.9733 | 9.6658 | 12.464 | 270 | 3.325 | 0 | 3 | 4 | 90 | 2.907 | 1 | 733 | 68 | 0 | 1 | 1
733 | 734 | 5NP:SHAFT3_WALL_6_0_0_0_0_0_WIN | 15 | Window | 4.9875 | 2.5627 | 6.93 | 270 | 2.395 | 0.02 | 4 | 4 | 90 | 1.07 | 1 | 733 | 68 | 0 | 1 | 1
734 | 735 | 5NP:SHAFT3_WALL_7_0_0 | 9 | Wall | 9.8783 | 26.9558 | 22.864 | 180 | 3.325 | 0 | 3 | 4 | 90 | 8.107 | 1 | 735 | 68 | 0 | 1 | 1
735 | 736 | 5NP:SHAFT3_WALL_7_0_0_0_0_0_WIN | 15 | Window | 14.9625 | 2.5627 | 6.93 | 180 | 2.395 | 0.02 | 4 | 4 | 90 | 1.07 | 1 | 735 | 68 | 0 | 1 | 1
736 | 737 | 5NP:SHAFT3_FLOOR_0_0_10237 | 6 | Floor | 23.567 | 23.567 | 22.028 | 0 | 2.907 | 0 | 3 | 4 | 180 | 8.107 | 1 | 737 | 68 | 411 | 0 | 0
737 | 738 | 5NP:SHAFT3_CEILING_1_0_0 | 5 | Roof | 23.567 | 23.567 | 22.028 | 180 | 2.907 | 0 | 3 | 4 | 0 | 8.107 | 1 | 738 | 68 | 1106 | 0 | 0
738 | 739 | 5NP:CORR5_PARTITION_5_0_10319 | 7 | Wall | 6.65 | 6.65 | 10.65 | 0 | 3.325 | 0 | 3 | 4 | 90 | 2 | 1 | 739 | 69 | 654 | 0 | 0
739 | 740 | 5NP:CORR5_PARTITION_4_0_10323 | 7 | Wall | 9.975 | 9.975 | 12.65 | 0 | 3.325 | 0 | 3 | 4 | 90 | 3 | 1 | 740 | 69 | 660 | 0 | 0
740 | 741 | 5NP:CORR5_PARTITION_3_0_10341 | 8 | Wall | 9.31 | 9.31 | 12.25 | 0 | 3.325 | 0 | 3 | 4 | 90 | 2.8 | 1 | 741 | 69 | 681 | 0 | 0
741 | 742 | 5NP:CORR5_PARTITION_6_0_10365 | 7 | Wall | 1.0208 | 1.0208 | 7.264 | 270 | 3.325 | 0 | 3 | 4 | 90 | 0.307 | 1 | 742 | 69 | 732 | 0 | 0
742 | 743 | 5NP:CORR5_PARTITION_2_0_0 | 7 | Wall | 9.975 | 9.975 | 12.65 | 90 | 3.325 | 0 | 3 | 4 | 90 | 3 | 1 | 743 | 69 | 766 | 0 | 0
743 | 744 | 5NP:CORR5_WALL_7_0_0 | 9 | Wall | 0.97423 | 0.97423 | 7.236 | 180 | 3.325 | 0 | 3 | 4 | 90 | 0.293 | 1 | 744 | 69 | 0 | 1 | 1
744 | 745 | 5NP:CORR5_WALL_8_0_0 | 9 | Wall | 4.9107 | 7.7569 | 11.3158 | 270 | 3.325 | 0 | 3 | 4 | 90 | 2.3329 | 1 | 745 | 69 | 0 | 1 | 1
745 | 746 | 5NP:CORR5_WALL_8_0_0_0_0_0_WIN | 15 | Window | 2.4937 | 2.5627 | 6.93 | 270 | 2.395 | 0.02 | 4 | 4 | 90 | 1.07 | 1 | 745 | 69 | 0 | 1 | 1
746 | 747 | 5NP:CORR5_PARTITION_9_0_0 | 7 | Wall | 17.6463 | 17.6463 | 17.2643 | 179.5691 | 3.325 | 0 | 3 | 4 | 90 | 5.3072 | 1 | 747 | 69 | 793 | 0 | 0
747 | 748 | 5NP:CORR5_PARTITION_10_0_0 | 7 | Wall | 12.635 | 12.635 | 14.25 | 270 | 3.325 | 0 | 3 | 4 | 90 | 3.8 | 1 | 748 | 69 | 794 | 0 | 0
748 | 749 | 5NP:CORR5_PARTITION_11_0_0 | 7 | Wall | 17.6458 | 17.6458 | 17.264 | 0 | 3.325 | 0 | 3 | 4 | 90 | 5.307 | 1 | 749 | 69 | 795 | 0 | 0
749 | 750 | 5NP:CORR5_WALL_12_0_0 | 9 | Wall | 4.0963 | 12.635 | 14.25 | 270 | 3.325 | 0 | 3 | 4 | 90 | 3.8 | 1 | 750 | 69 | 0 | 1 | 1
750 | 751 | 5NP:CORR5_WALL_12_0_0_0_0_0_WIN | 15 | Window | 7.4813 | 2.5627 | 6.93 | 270 | 2.395 | 0.02 | 4 | 4 | 90 | 1.07 | 1 | 750 | 69 | 0 | 1 | 1
751 | 752 | 5NP:CORR5_PARTITION_13_0_0 | 7 | Wall | 26.2908 | 26.2908 | 22.464 | 180 | 3.325 | 0 | 3 | 4 | 90 | 7.907 | 1 | 752 | 69 | 897 | 0 | 0
752 | 753 | 5NP:CORR5_PARTITION_14_0_0 | 7 | Wall | 12.635 | 12.635 | 14.25 | 90 | 3.325 | 0 | 3 | 4 | 90 | 3.8 | 1 | 753 | 69 | 915 | 0 | 0
753 | 754 | 5NP:CORR5_PARTITION_15_0_0 | 7 | Wall | 11.305 | 11.305 | 13.45 | 90 | 3.325 | 0 | 3 | 4 | 90 | 3.4 | 1 | 754 | 69 | 801 | 0 | 0
754 | 755 | 5NP:CORR5_PARTITION_16_0_0 | 7 | Wall | 1.33 | 1.33 | 7.45 | 0 | 3.325 | 0 | 3 | 4 | 90 | 0.4 | 1 | 755 | 69 | 767 | 0 | 0
755 | 756 | 5NP:CORR5_FLOOR_0_0_10239 | 6 | Floor | 2.88 | 2.88 | 15.2 | 0 | 7.2 | 0 | 3 | 4 | 180 | 0.4 | 1 | 756 | 69 | 436 | 0 | 0
756 | 757 | 5NP:CORR5_FLOOR_0_0_10240 | 6 | Floor | 0.089951 | 0.089951 | 1.2 | 0 | 0.307 | 0 | 3 | 4 | 180 | 0.293 | 1 | 757 | 69 | 437 | 0 | 0
757 | 758 | 5NP:CORR5_FLOOR_0_0_10241 | 6 | Floor | 13.9041 | 13.9041 | 15.8541 | 359.5691 | 2.6 | 0 | 3 | 4 | 180 | 5.3072 | 1 | 758 | 69 | 438 | 0 | 0
758 | 759 | 5NP:CORR5_FLOOR_0_0_10242 | 6 | Floor | 14.08 | 14.08 | 17.2 | 0 | 6.4 | 0 | 3 | 4 | 180 | 2.2 | 1 | 759 | 69 | 439 | 0 | 0
759 | 760 | 5NP:CORR5_FLOOR_0_0_10243 | 6 | Floor | 28.5266 | 28.5266 | 22.614 | 0 | 3.8 | 0 | 3 | 4 | 180 | 7.507 | 1 | 760 | 69 | 440 | 0 | 0
760 | 761 | 5NP:CORR5_CEILING_1_0_0 | 5 | Roof | 2.88 | 2.88 | 15.2 | 180 | 7.2 | 0 | 3 | 4 | 0 | 0.4 | 1 | 761 | 69 | 1125 | 0 | 0
761 | 762 | 5NP:CORR5_CEILING_1_0_1 | 5 | Roof | 0.089951 | 0.089951 | 1.2 | 180 | 0.307 | 0 | 3 | 4 | 0 | 0.293 | 1 | 762 | 69 | 1126 | 0 | 0
762 | 763 | 5NP:CORR5_CEILING_1_0_2 | 5 | Roof | 13.9041 | 13.9041 | 15.8541 | 179.5691 | 2.6399 | 0 | 3 | 4 | 0 | 5.3072 | 1 | 763 | 69 | 1127 | 0 | 0
763 | 764 | 5NP:CORR5_CEILING_1_0_3 | 5 | Roof | 14.08 | 14.08 | 17.2 | 180 | 6.4 | 0 | 3 | 4 | 0 | 2.2 | 1 | 764 | 69 | 1128 | 0 | 0
764 | 765 | 5NP:CORR5_CEILING_1_0_4 | 5 | Roof | 28.5266 | 28.5266 | 22.614 | 180 | 3.8 | 0 | 3 | 4 | 0 | 7.507 | 1 | 765 | 69 | 1129 | 0 | 0
765 | 766 | 5NP:STORE_PARTITION_4_0_10371 | 8 | Wall | 9.975 | 9.975 | 12.65 | 270 | 3.325 | 0 | 3 | 4 | 90 | 3 | 1 | 766 | 70 | 743 | 0 | 0
766 | 767 | 5NP:STORE_PARTITION_5_0_10378 | 8 | Wall | 1.33 | 1.33 | 7.45 | 180 | 3.325 | 0 | 3 | 4 | 90 | 0.4 | 1 | 767 | 70 | 755 | 0 | 0
767 | 768 | 5NP:STORE_PARTITION_2_0_0 | 7 | Wall | 2.66 | 2.66 | 8.25 | 90 | 3.325 | 0 | 3 | 4 | 90 | 0.8 | 1 | 768 | 70 | 775 | 0 | 0
768 | 769 | 5NP:STORE_PARTITION_3_0_0 | 8 | Wall | 9.31 | 9.31 | 12.25 | 0 | 3.325 | 0 | 3 | 4 | 90 | 2.8 | 1 | 769 | 70 | 783 | 0 | 0
769 | 770 | 5NP:STORE_PARTITION_6_0_0 | 7 | Wall | 7.98 | 7.98 | 11.45 | 180 | 3.325 | 0 | 3 | 4 | 90 | 2.4 | 1 | 770 | 70 | 802 | 0 | 0
770 | 771 | 5NP:STORE_PARTITION_7_0_0 | 7 | Wall | 7.315 | 7.315 | 11.05 | 90 | 3.325 | 0 | 3 | 4 | 90 | 2.2 | 1 | 771 | 70 | 815 | 0 | 0
771 | 772 | 5NP:STORE_FLOOR_0_0_10252 | 6 | Floor | 8.4 | 8.4 | 11.6 | 0 | 3 | 0 | 3 | 4 | 180 | 2.8 | 1 | 772 | 70 | 448 | 0 | 0
772 | 773 | 5NP:STORE_CEILING_1_0_0 | 5 | Roof | 8.4 | 8.4 | 11.6 | 180 | 3 | 0 | 3 | 4 | 0 | 2.8 | 1 | 773 | 70 | 1143 | 0 | 0
773 | 774 | 5NP:SHAFT4_PARTITION_2_0_10354 | 8 | Wall | 2.66 | 2.66 | 8.25 | 90 | 3.325 | 0 | 3 | 4 | 90 | 0.8 | 1 | 774 | 71 | 707 | 0 | 0
774 | 775 | 5NP:SHAFT4_PARTITION_4_0_10380 | 8 | Wall | 2.66 | 2.66 | 8.25 | 270 | 3.325 | 0 | 3 | 4 | 90 | 0.8 | 1 | 775 | 71 | 768 | 0 | 0
775 | 776 | 5NP:SHAFT4_PARTITION_3_0_0 | 8 | Wall | 7.315 | 7.315 | 11.05 | 0 | 3.325 | 0 | 3 | 4 | 90 | 2.2 | 1 | 776 | 71 | 784 | 0 | 0
776 | 777 | 5NP:SHAFT4_PARTITION_5_0_0 | 8 | Wall | 7.315 | 7.315 | 11.05 | 180 | 3.325 | 0 | 3 | 4 | 90 | 2.2 | 1 | 777 | 71 | 816 | 0 | 0
777 | 778 | 5NP:SHAFT4_FLOOR_0_0_10257 | 6 | Floor | 1.76 | 1.76 | 6 | 0 | 0.8 | 0 | 3 | 4 | 180 | 2.2 | 1 | 778 | 71 | 454 | 0 | 0
778 | 779 | 5NP:SHAFT4_CEILING_1_0_0 | 5 | Roof | 1.76 | 1.76 | 6 | 180 | 0.8 | 0 | 3 | 4 | 0 | 2.2 | 1 | 779 | 71 | 1149 | 0 | 0
779 | 780 | 5NP:KITCH_PARTITION_4_0_10342 | 7 | Wall | 7.98 | 7.98 | 11.45 | 270 | 3.325 | 0 | 3 | 4 | 90 | 2.4 | 1 | 780 | 72 | 682 | 0 | 0
780 | 781 | 5NP:KITCH_PARTITION_3_0_10346 | 7 | Wall | 16.625 | 16.625 | 16.65 | 0 | 3.325 | 0 | 3 | 4 | 90 | 5 | 1 | 781 | 72 | 696 | 0 | 0
781 | 782 | 5NP:KITCH_PARTITION_2_0_10353 | 7 | Wall | 7.98 | 7.98 | 11.45 | 90 | 3.325 | 0 | 3 | 4 | 90 | 2.4 | 1 | 782 | 72 | 706 | 0 | 0
782 | 783 | 5NP:KITCH_PARTITION_5_0_10381 | 7 | Wall | 9.31 | 9.31 | 12.25 | 180 | 3.325 | 0 | 3 | 4 | 90 | 2.8 | 1 | 783 | 72 | 769 | 0 | 0
783 | 784 | 5NP:KITCH_PARTITION_6_0_10385 | 7 | Wall | 7.315 | 7.315 | 11.05 | 180 | 3.325 | 0 | 3 | 4 | 90 | 2.2 | 1 | 784 | 72 | 776 | 0 | 0
784 | 785 | 5NP:KITCH_FLOOR_0_0_10260 | 6 | Floor | 12 | 12 | 14.8 | 0 | 2.4 | 0 | 3 | 4 | 180 | 5 | 1 | 785 | 72 | 462 | 0 | 0
785 | 786 | 5NP:KITCH_CEILING_1_0_0 | 5 | Roof | 12 | 12 | 14.8 | 180 | 2.4 | 0 | 3 | 4 | 0 | 5 | 1 | 786 | 72 | 1156 | 0 | 0
786 | 787 | 5NP:WC2_PARTITION_4_0_10330 | 8 | Wall | 9.31 | 9.31 | 12.25 | 270 | 3.325 | 0 | 3 | 4 | 90 | 2.8 | 1 | 787 | 73 | 668 | 0 | 0
787 | 788 | 5NP:WC2_PARTITION_3_0_10331 | 8 | Wall | 16.625 | 16.625 | 16.65 | 0 | 3.325 | 0 | 3 | 4 | 90 | 5 | 1 | 788 | 73 | 669 | 0 | 0
788 | 789 | 5NP:WC2_PARTITION_5_0_10345 | 7 | Wall | 16.625 | 16.625 | 16.65 | 180 | 3.325 | 0 | 3 | 4 | 90 | 5 | 1 | 789 | 73 | 695 | 0 | 0
789 | 790 | 5NP:WC2_PARTITION_2_0_10352 | 8 | Wall | 9.31 | 9.31 | 12.25 | 90 | 3.325 | 0 | 3 | 4 | 90 | 2.8 | 1 | 790 | 73 | 705 | 0 | 0
790 | 791 | 5NP:WC2_FLOOR_0_0_10261 | 6 | Floor | 14 | 14 | 15.6 | 0 | 2.8 | 0 | 3 | 4 | 180 | 5 | 1 | 791 | 73 | 468 | 0 | 0
791 | 792 | 5NP:WC2_CEILING_1_0_0 | 5 | Roof | 14 | 14 | 15.6 | 180 | 2.8 | 0 | 3 | 4 | 0 | 5 | 1 | 792 | 73 | 1162 | 0 | 0
792 | 793 | 5NP:OFF2_PARTITION_3_0_10372 | 8 | Wall | 17.6463 | 17.6463 | 17.2643 | 359.5691 | 3.325 | 0 | 3 | 4 | 90 | 5.3072 | 1 | 793 | 74 | 747 | 0 | 0
793 | 794 | 5NP:OFF2_PARTITION_2_0_10373 | 8 | Wall | 12.635 | 12.635 | 14.25 | 90 | 3.325 | 0 | 3 | 4 | 90 | 3.8 | 1 | 794 | 74 | 748 | 0 | 0
794 | 795 | 5NP:OFF2_PARTITION_5_0_10374 | 8 | Wall | 17.6458 | 17.6458 | 17.264 | 180 | 3.325 | 0 | 3 | 4 | 90 | 5.307 | 1 | 795 | 74 | 749 | 0 | 0
795 | 796 | 5NP:OFF2_WALL_4_0_0 | 9 | Wall | 3.9636 | 12.5023 | 14.1702 | 270 | 3.325 | 0 | 3 | 4 | 90 | 3.7601 | 1 | 796 | 74 | 0 | 1 | 1
796 | 797 | 5NP:OFF2_WALL_4_0_0_0_0_0_WIN | 15 | Window | 7.4813 | 2.5627 | 6.93 | 270 | 2.395 | 0.02 | 4 | 4 | 90 | 1.07 | 1 | 796 | 74 | 0 | 1 | 1
797 | 798 | 5NP:OFF2_FLOOR_0_0_10262 | 6 | Floor | 20.0607 | 20.0607 | 18.1742 | 0 | 3.8 | 0 | 2 | 4 | 180 | 5.307 | 1 | 798 | 74 | 475 | 0 | 0
798 | 799 | 5NP:OFF2_CEILING_1_0_0 | 5 | Roof | 20.0607 | 20.0607 | 18.1742 | 180 | 3.7601 | 0 | 2 | 4 | 0 | 5.307 | 1 | 799 | 74 | 1169 | 0 | 0
799 | 800 | 5NP:OFF3_PARTITION_2_0_10356 | 8 | Wall | 11.305 | 11.305 | 13.45 | 90 | 3.325 | 0 | 3 | 4 | 90 | 3.4 | 1 | 800 | 75 | 709 | 0 | 0
800 | 801 | 5NP:OFF3_PARTITION_5_0_10377 | 8 | Wall | 11.305 | 11.305 | 13.45 | 270 | 3.325 | 0 | 3 | 4 | 90 | 3.4 | 1 | 801 | 75 | 754 | 0 | 0
801 | 802 | 5NP:OFF3_PARTITION_4_0_10382 | 8 | Wall | 7.98 | 7.98 | 11.45 | 0 | 3.325 | 0 | 3 | 4 | 90 | 2.4 | 1 | 802 | 75 | 770 | 0 | 0
802 | 803 | 5NP:OFF3_PARTITION_3_0_0 | 7 | Wall | 7.315 | 7.315 | 11.05 | 0 | 3.325 | 0 | 3 | 4 | 90 | 2.2 | 1 | 803 | 75 | 817 | 0 | 0
803 | 804 | 5NP:OFF3_PARTITION_6_0_0 | 8 | Wall | 15.295 | 15.295 | 15.85 | 180 | 3.325 | 0 | 3 | 4 | 90 | 4.6 | 1 | 804 | 75 | 916 | 0 | 0
804 | 805 | 5NP:OFF3_FLOOR_0_0_10263 | 6 | Floor | 15.64 | 15.64 | 16 | 0 | 3.4 | 0 | 3 | 4 | 180 | 4.6 | 1 | 805 | 75 | 483 | 0 | 0
805 | 806 | 5NP:OFF3_CEILING_1_0_0 | 5 | Roof | 15.64 | 15.64 | 16 | 180 | 3.4 | 0 | 3 | 4 | 0 | 4.6 | 1 | 806 | 75 | 1182 | 0 | 0
806 | 807 | 5NP:OFF4_PARTITION_4_0_10358 | 8 | Wall | 13.965 | 13.965 | 15.05 | 270 | 3.325 | 0 | 3 | 4 | 90 | 4.2 | 1 | 807 | 76 | 711 | 0 | 0
807 | 808 | 5NP:OFF4_PARTITION_3_0_10362 | 8 | Wall | 17.6458 | 17.6458 | 17.264 | 0 | 3.325 | 0 | 3 | 4 | 90 | 5.307 | 1 | 808 | 76 | 719 | 0 | 0
808 | 809 | 5NP:OFF4_WALL_2_0_0 | 9 | Wall | 5.4262 | 13.965 | 15.05 | 90 | 3.325 | 0 | 3 | 4 | 90 | 4.2 | 1 | 809 | 76 | 0 | 1 | 1
809 | 810 | 5NP:OFF4_WALL_2_0_0_0_0_0_WIN | 15 | Window | 7.4813 | 2.5627 | 6.93 | 90 | 2.395 | 0.02 | 4 | 4 | 90 | 1.07 | 1 | 809 | 76 | 0 | 1 | 1
810 | 811 | 5NP:OFF4_PARTITION_5_0_0 | 8 | Wall | 17.6458 | 17.6458 | 17.264 | 180 | 3.325 | 0 | 3 | 4 | 90 | 5.307 | 1 | 811 | 76 | 917 | 0 | 0
811 | 812 | 5NP:OFF4_FLOOR_0_0_10266 | 6 | Floor | 22.2894 | 22.2894 | 19.014 | 0 | 4.2 | 0 | 3 | 4 | 180 | 5.307 | 1 | 812 | 76 | 491 | 0 | 0
812 | 813 | 5NP:OFF4_CEILING_1_0_0 | 5 | Roof | 22.2894 | 22.2894 | 19.014 | 180 | 4.2 | 0 | 3 | 4 | 0 | 5.307 | 1 | 813 | 76 | 983 | 0 | 0
813 | 814 | 5NP:WC3_PARTITION_2_0_10355 | 8 | Wall | 7.315 | 7.315 | 11.05 | 90 | 3.325 | 0 | 3 | 4 | 90 | 2.2 | 1 | 814 | 77 | 708 | 0 | 0
814 | 815 | 5NP:WC3_PARTITION_4_0_10383 | 8 | Wall | 7.315 | 7.315 | 11.05 | 270 | 3.325 | 0 | 3 | 4 | 90 | 2.2 | 1 | 815 | 77 | 771 | 0 | 0
815 | 816 | 5NP:WC3_PARTITION_3_0_10386 | 7 | Wall | 7.315 | 7.315 | 11.05 | 0 | 3.325 | 0 | 3 | 4 | 90 | 2.2 | 1 | 816 | 77 | 777 | 0 | 0
816 | 817 | 5NP:WC3_PARTITION_5_0_10391 | 8 | Wall | 7.315 | 7.315 | 11.05 | 180 | 3.325 | 0 | 3 | 4 | 90 | 2.2 | 1 | 817 | 77 | 803 | 0 | 0
817 | 818 | 5NP:WC3_FLOOR_0_0_10268 | 6 | Floor | 4.84 | 4.84 | 8.8 | 0 | 2.2 | 0 | 3 | 4 | 180 | 2.2 | 1 | 818 | 77 | 497 | 0 | 0
818 | 819 | 5NP:WC3_CEILING_1_0_0 | 5 | Roof | 4.84 | 4.84 | 8.8 | 180 | 2.2 | 0 | 3 | 4 | 0 | 2.2 | 1 | 819 | 77 | 1175 | 0 | 0
819 | 820 | 5NP:MECH_PARTITION_2_0_0 | 8 | Wall | 8.645 | 8.645 | 11.85 | 90 | 3.325 | 0 | 3 | 4 | 90 | 2.6 | 1 | 820 | 78 | 828 | 0 | 0
820 | 821 | 5NP:MECH_PARTITION_3_0_0 | 8 | Wall | 16.625 | 16.625 | 16.65 | 0 | 3.325 | 0 | 3 | 4 | 90 | 5 | 1 | 821 | 78 | 829 | 0 | 0
821 | 822 | 5NP:MECH_PARTITION_4_0_0 | 8 | Wall | 8.645 | 8.645 | 11.85 | 270 | 3.325 | 0 | 3 | 4 | 90 | 2.6 | 1 | 822 | 78 | 870 | 0 | 0
822 | 823 | 5NP:MECH_PARTITION_5_0_0 | 8 | Wall | 16.625 | 16.625 | 16.65 | 180 | 3.325 | 0 | 3 | 4 | 90 | 5 | 1 | 823 | 78 | 844 | 0 | 0
823 | 824 | 5NP:MECH_FLOOR_0_0_10269 | 6 | Floor | 13 | 13 | 15.2 | 0 | 2.6 | 0 | 3 | 4 | 180 | 5 | 1 | 824 | 78 | 504 | 0 | 0
824 | 825 | 5NP:MECH_CEILING_1_0_0 | 5 | Roof | 13 | 13 | 15.2 | 180 | 2.6 | 0 | 3 | 4 | 0 | 5 | 1 | 825 | 78 | 1189 | 0 | 0
825 | 826 | 5NP:CORR6_PARTITION_8_0_10349 | 8 | Wall | 7.315 | 7.315 | 11.05 | 180 | 3.325 | 0 | 3 | 4 | 90 | 2.2 | 1 | 826 | 79 | 702 | 0 | 0
826 | 827 | 5NP:CORR6_PARTITION_9_0_10361 | 7 | Wall | 4.655 | 4.655 | 9.45 | 90 | 3.325 | 0 | 3 | 4 | 90 | 1.4 | 1 | 827 | 79 | 718 | 0 | 0
827 | 828 | 5NP:CORR6_PARTITION_6_0_10397 | 7 | Wall | 8.645 | 8.645 | 11.85 | 270 | 3.325 | 0 | 3 | 4 | 90 | 2.6 | 1 | 828 | 79 | 820 | 0 | 0
828 | 829 | 5NP:CORR6_PARTITION_5_0_10398 | 7 | Wall | 16.625 | 16.625 | 16.65 | 180 | 3.325 | 0 | 3 | 4 | 90 | 5 | 1 | 829 | 79 | 821 | 0 | 0
829 | 830 | 5NP:CORR6_WALL_2_0_0 | 9 | Wall | 6.0912 | 14.63 | 15.45 | 90 | 3.325 | 0 | 3 | 4 | 90 | 4.4 | 1 | 830 | 79 | 0 | 1 | 1
830 | 831 | 5NP:CORR6_WALL_2_0_0_0_0_0_WIN | 15 | Window | 7.4813 | 2.5627 | 6.93 | 90 | 2.395 | 0.02 | 4 | 4 | 90 | 1.07 | 1 | 830 | 79 | 0 | 1 | 1
831 | 832 | 5NP:CORR6_PARTITION_3_0_0 | 7 | Wall | 41.5858 | 41.5858 | 31.664 | 0 | 3.325 | 0 | 3 | 4 | 90 | 12.507 | 1 | 832 | 79 | 924 | 0 | 0
832 | 833 | 5NP:CORR6_PARTITION_4_0_0 | 7 | Wall | 7.315 | 7.315 | 11.05 | 270 | 3.325 | 0 | 3 | 4 | 90 | 2.2 | 1 | 833 | 79 | 871 | 0 | 0
833 | 834 | 5NP:CORR6_PARTITION_7_0_0 | 7 | Wall | 16.625 | 16.625 | 16.65 | 270 | 3.325 | 0 | 3 | 4 | 90 | 5 | 1 | 834 | 79 | 845 | 0 | 0
834 | 835 | 5NP:CORR6_PARTITION_10_0_0 | 7 | Wall | 13.3 | 13.3 | 14.65 | 90 | 3.325 | 0 | 3 | 4 | 90 | 4 | 1 | 835 | 79 | 851 | 0 | 0
835 | 836 | 5NP:CORR6_PARTITION_11_0_0 | 7 | Wall | 17.6458 | 17.6458 | 17.264 | 180 | 3.325 | 0 | 3 | 4 | 90 | 5.307 | 1 | 836 | 79 | 852 | 0 | 0
836 | 837 | 5NP:CORR6_FLOOR_0_0_10274 | 6 | Floor | 11.88 | 11.88 | 15.2 | 0 | 5.4 | 0 | 3 | 4 | 180 | 2.2 | 1 | 837 | 79 | 525 | 0 | 0
837 | 838 | 5NP:CORR6_FLOOR_0_0_10275 | 6 | Floor | 11 | 11 | 14.4 | 0 | 2.2 | 0 | 3 | 4 | 180 | 5 | 1 | 838 | 79 | 526 | 0 | 0
838 | 839 | 5NP:CORR6_FLOOR_0_0_10276 | 6 | Floor | 33.0308 | 33.0308 | 23.814 | 0 | 4.4 | 0 | 3 | 4 | 180 | 7.507 | 1 | 839 | 79 | 527 | 0 | 0
839 | 840 | 5NP:CORR6_CEILING_1_0_0 | 5 | Roof | 11.88 | 11.88 | 15.2 | 180 | 5.4 | 0 | 3 | 4 | 0 | 2.2 | 1 | 840 | 79 | 955 | 0 | 0
840 | 841 | 5NP:CORR6_CEILING_1_0_1 | 5 | Roof | 11 | 11 | 14.4 | 180 | 2.2 | 0 | 3 | 4 | 0 | 5 | 1 | 841 | 79 | 956 | 0 | 0
841 | 842 | 5NP:CORR6_CEILING_1_0_2 | 5 | Roof | 33.0308 | 33.0308 | 23.814 | 180 | 4.4 | 0 | 3 | 4 | 0 | 7.507 | 1 | 842 | 79 | 957 | 0 | 0
842 | 843 | 5NP:OFFICE_PARTITION_5_0_10336 | 8 | Wall | 3.325 | 3.325 | 8.65 | 270 | 3.325 | 0 | 3 | 4 | 90 | 1 | 1 | 843 | 80 | 674 | 0 | 0
843 | 844 | 5NP:OFFICE_PARTITION_3_0_10400 | 7 | Wall | 16.625 | 16.625 | 16.65 | 0 | 3.325 | 0 | 3 | 4 | 90 | 5 | 1 | 844 | 80 | 823 | 0 | 0
844 | 845 | 5NP:OFFICE_PARTITION_2_0_10406 | 8 | Wall | 16.625 | 16.625 | 16.65 | 90 | 3.325 | 0 | 3 | 4 | 90 | 5 | 1 | 845 | 80 | 834 | 0 | 0
845 | 846 | 5NP:OFFICE_PARTITION_4_0_0 | 8 | Wall | 13.3 | 13.3 | 14.65 | 270 | 3.325 | 0 | 3 | 4 | 90 | 4 | 1 | 846 | 80 | 872 | 0 | 0
846 | 847 | 5NP:OFFICE_PARTITION_6_0_0 | 7 | Wall | 16.625 | 16.625 | 16.65 | 180 | 3.325 | 0 | 3 | 4 | 90 | 5 | 1 | 847 | 80 | 859 | 0 | 0
847 | 848 | 5NP:OFFICE_FLOOR_0_0_10282 | 6 | Floor | 25 | 25 | 20 | 0 | 5 | 0 | 3 | 4 | 180 | 5 | 1 | 848 | 80 | 534 | 0 | 0
848 | 849 | 5NP:OFFICE_CEILING_1_0_0 | 5 | Roof | 25 | 25 | 20 | 180 | 5 | 0 | 3 | 4 | 0 | 5 | 1 | 849 | 80 | 1197 | 0 | 0
849 | 850 | 5NP:OFF8_PARTITION_5_0_10360 | 8 | Wall | 17.6458 | 17.6458 | 17.264 | 180 | 3.325 | 0 | 3 | 4 | 90 | 5.307 | 1 | 850 | 81 | 717 | 0 | 0
850 | 851 | 5NP:OFF8_PARTITION_4_0_10407 | 8 | Wall | 13.3 | 13.3 | 14.65 | 270 | 3.325 | 0 | 3 | 4 | 90 | 4 | 1 | 851 | 81 | 835 | 0 | 0
851 | 852 | 5NP:OFF8_PARTITION_3_0_10408 | 8 | Wall | 17.6458 | 17.6458 | 17.264 | 0 | 3.325 | 0 | 3 | 4 | 90 | 5.307 | 1 | 852 | 81 | 836 | 0 | 0
852 | 853 | 5NP:OFF8_WALL_2_0_0 | 9 | Wall | 4.7613 | 13.3 | 14.65 | 90 | 3.325 | 0 | 3 | 4 | 90 | 4 | 1 | 853 | 81 | 0 | 1 | 1
853 | 854 | 5NP:OFF8_WALL_2_0_0_0_0_0_WIN | 15 | Window | 7.4813 | 2.5627 | 6.93 | 90 | 2.395 | 0.02 | 4 | 4 | 90 | 1.07 | 1 | 853 | 81 | 0 | 1 | 1
854 | 855 | 5NP:OFF8_FLOOR_0_0_10285 | 6 | Floor | 21.228 | 21.228 | 18.614 | 0 | 4 | 0 | 3 | 4 | 180 | 5.307 | 1 | 855 | 81 | 541 | 0 | 0
855 | 856 | 5NP:OFF8_CEILING_1_0_0 | 5 | Roof | 21.228 | 21.228 | 18.614 | 180 | 4 | 0 | 3 | 4 | 0 | 5.307 | 1 | 856 | 81 | 968 | 0 | 0
856 | 857 | 5NP:SHAFT_PARTITION_4_0_10335 | 8 | Wall | 2.66 | 2.66 | 8.25 | 270 | 3.325 | 0 | 3 | 4 | 90 | 0.8 | 1 | 857 | 82 | 673 | 0 | 0
857 | 858 | 5NP:SHAFT_PARTITION_2_0_10350 | 8 | Wall | 2.66 | 2.66 | 8.25 | 90 | 3.325 | 0 | 3 | 4 | 90 | 0.8 | 1 | 858 | 82 | 703 | 0 | 0
858 | 859 | 5NP:SHAFT_PARTITION_3_0_10411 | 8 | Wall | 16.625 | 16.625 | 16.65 | 0 | 3.325 | 0 | 3 | 4 | 90 | 5 | 1 | 859 | 82 | 847 | 0 | 0
859 | 860 | 5NP:SHAFT_PARTITION_5_0_0 | 8 | Wall | 16.625 | 16.625 | 16.65 | 180 | 3.325 | 0 | 3 | 4 | 90 | 5 | 1 | 860 | 82 | 866 | 0 | 0
860 | 861 | 5NP:SHAFT_FLOOR_0_0_10286 | 6 | Floor | 4 | 4 | 11.6 | 0 | 0.8 | 0 | 3 | 4 | 180 | 5 | 1 | 861 | 82 | 547 | 0 | 0
861 | 862 | 5NP:SHAFT_CEILING_1_0_0 | 5 | Roof | 4 | 4 | 11.6 | 180 | 0.8 | 0 | 3 | 4 | 0 | 5 | 1 | 862 | 82 | 1203 | 0 | 0
862 | 863 | 5NP:WC_PARTITION_5_0_10333 | 8 | Wall | 16.625 | 16.625 | 16.65 | 180 | 3.325 | 0 | 3 | 4 | 90 | 5 | 1 | 863 | 83 | 671 | 0 | 0
863 | 864 | 5NP:WC_PARTITION_4_0_10334 | 8 | Wall | 12.635 | 12.635 | 14.25 | 270 | 3.325 | 0 | 3 | 4 | 90 | 3.8 | 1 | 864 | 83 | 672 | 0 | 0
864 | 865 | 5NP:WC_PARTITION_2_0_10351 | 8 | Wall | 12.635 | 12.635 | 14.25 | 90 | 3.325 | 0 | 3 | 4 | 90 | 3.8 | 1 | 865 | 83 | 704 | 0 | 0
865 | 866 | 5NP:WC_PARTITION_3_0_10414 | 7 | Wall | 16.625 | 16.625 | 16.65 | 0 | 3.325 | 0 | 3 | 4 | 90 | 5 | 1 | 866 | 83 | 860 | 0 | 0
866 | 867 | 5NP:WC_FLOOR_0_0_10288 | 6 | Floor | 19 | 19 | 17.6 | 0 | 3.8 | 0 | 3 | 4 | 180 | 5 | 1 | 867 | 83 | 553 | 0 | 0
867 | 868 | 5NP:WC_CEILING_1_0_0 | 5 | Roof | 19 | 19 | 17.6 | 180 | 3.8 | 0 | 3 | 4 | 0 | 5 | 1 | 868 | 83 | 1209 | 0 | 0
868 | 869 | 5NP:CORR_PARTITION_7_0_10337 | 8 | Wall | 9.31 | 9.31 | 12.25 | 180 | 3.325 | 0 | 3 | 4 | 90 | 2.8 | 1 | 869 | 84 | 675 | 0 | 0
869 | 870 | 5NP:CORR_PARTITION_9_0_10399 | 7 | Wall | 8.645 | 8.645 | 11.85 | 90 | 3.325 | 0 | 3 | 4 | 90 | 2.6 | 1 | 870 | 84 | 822 | 0 | 0
870 | 871 | 5NP:CORR_PARTITION_2_0_10405 | 8 | Wall | 7.315 | 7.315 | 11.05 | 90 | 3.325 | 0 | 3 | 4 | 90 | 2.2 | 1 | 871 | 84 | 833 | 0 | 0
871 | 872 | 5NP:CORR_PARTITION_8_0_10410 | 7 | Wall | 13.3 | 13.3 | 14.65 | 90 | 3.325 | 0 | 3 | 4 | 90 | 4 | 1 | 872 | 84 | 846 | 0 | 0
872 | 873 | 5NP:CORR_PARTITION_3_0_0 | 7 | Wall | 24.9608 | 24.9608 | 21.664 | 0 | 3.325 | 0 | 3 | 4 | 90 | 7.507 | 1 | 873 | 84 | 925 | 0 | 0
873 | 874 | 5NP:CORR_WALL_4_0_0 | 9 | Wall | 3.6175 | 9.31 | 12.25 | 270 | 3.325 | 0 | 3 | 4 | 90 | 2.8 | 1 | 874 | 84 | 0 | 1 | 1
874 | 875 | 5NP:CORR_WALL_4_0_0_0_0_0_WIN | 15 | Window | 4.9875 | 2.5627 | 6.93 | 270 | 2.395 | 0.02 | 4 | 4 | 90 | 1.07 | 1 | 874 | 84 | 0 | 1 | 1
875 | 876 | 5NP:CORR_PARTITION_5_0_0 | 7 | Wall | 15.6508 | 15.6508 | 16.064 | 180 | 3.325 | 0 | 3 | 4 | 90 | 4.707 | 1 | 876 | 84 | 890 | 0 | 0
876 | 877 | 5NP:CORR_PARTITION_6_0_0 | 7 | Wall | 19.95 | 19.95 | 18.65 | 270 | 3.325 | 0 | 3 | 4 | 90 | 6 | 1 | 877 | 84 | 891 | 0 | 0
877 | 878 | 5NP:CORR_FLOOR_0_0_10289 | 6 | Floor | 13.1796 | 13.1796 | 15.014 | 0 | 2.8 | 0 | 3 | 4 | 180 | 4.707 | 1 | 878 | 84 | 566 | 0 | 0
878 | 879 | 5NP:CORR_FLOOR_0_0_10290 | 6 | Floor | 24.64 | 24.64 | 23.2 | 0 | 8.8 | 0 | 3 | 4 | 180 | 2.8 | 1 | 879 | 84 | 567 | 0 | 0
879 | 880 | 5NP:CORR_CEILING_1_0_0 | 5 | Roof | 13.1796 | 13.1796 | 15.014 | 180 | 2.8 | 0 | 3 | 4 | 0 | 4.707 | 1 | 880 | 84 | 1220 | 0 | 0
880 | 881 | 5NP:CORR_CEILING_1_0_1 | 5 | Roof | 24.64 | 24.64 | 23.2 | 180 | 8.8 | 0 | 3 | 4 | 0 | 2.8 | 1 | 881 | 84 | 1221 | 0 | 0
881 | 882 | 5NP:OFFICETYPE2_PARTITION_2_0_10339 | 8 | Wall | 13.3 | 13.3 | 14.65 | 90 | 3.325 | 0 | 3 | 4 | 90 | 4 | 1 | 882 | 85 | 677 | 0 | 0
882 | 883 | 5NP:OFFICETYPE2_PARTITION_5_0_10340 | 8 | Wall | 7.6708 | 7.6708 | 11.264 | 180 | 3.325 | 0 | 3 | 4 | 90 | 2.307 | 1 | 883 | 85 | 678 | 0 | 0
883 | 884 | 5NP:OFFICETYPE2_PARTITION_3_0_0 | 7 | Wall | 7.6708 | 7.6708 | 11.264 | 0 | 3.325 | 0 | 3 | 4 | 90 | 2.307 | 1 | 884 | 85 | 892 | 0 | 0
884 | 885 | 5NP:OFFICETYPE2_WALL_4_0_0 | 9 | Wall | 4.7613 | 13.3 | 14.65 | 270 | 3.325 | 0 | 3 | 4 | 90 | 4 | 1 | 885 | 85 | 0 | 1 | 1
885 | 886 | 5NP:OFFICETYPE2_WALL_4_0_0_0_0_0_WIN | 15 | Window | 7.4813 | 2.5627 | 6.93 | 270 | 2.395 | 0.02 | 4 | 4 | 90 | 1.07 | 1 | 885 | 85 | 0 | 1 | 1
886 | 887 | 5NP:OFFICETYPE2_FLOOR_0_0_10294 | 6 | Floor | 9.228 | 9.228 | 12.614 | 0 | 4 | 0 | 3 | 4 | 180 | 2.307 | 1 | 887 | 85 | 574 | 0 | 0
887 | 888 | 5NP:OFFICETYPE2_CEILING_1_0_0 | 5 | Roof | 9.228 | 9.228 | 12.614 | 180 | 4 | 0 | 3 | 4 | 0 | 2.307 | 1 | 888 | 85 | 1231 | 0 | 0
888 | 889 | 5NP:OFF7_PARTITION_6_0_10338 | 8 | Wall | 7.98 | 7.98 | 11.45 | 180 | 3.325 | 0 | 3 | 4 | 90 | 2.4 | 1 | 889 | 86 | 676 | 0 | 0
889 | 890 | 5NP:OFF7_PARTITION_3_0_10419 | 8 | Wall | 15.6508 | 15.6508 | 16.064 | 0 | 3.325 | 0 | 3 | 4 | 90 | 4.707 | 1 | 890 | 86 | 876 | 0 | 0
890 | 891 | 5NP:OFF7_PARTITION_2_0_10420 | 8 | Wall | 19.95 | 19.95 | 18.65 | 90 | 3.325 | 0 | 3 | 4 | 90 | 6 | 1 | 891 | 86 | 877 | 0 | 0
891 | 892 | 5NP:OFF7_PARTITION_5_0_10422 | 8 | Wall | 7.6708 | 7.6708 | 11.264 | 180 | 3.325 | 0 | 3 | 4 | 90 | 2.307 | 1 | 892 | 86 | 884 | 0 | 0
892 | 893 | 5NP:OFF7_WALL_4_0_0 | 9 | Wall | 8.565 | 19.95 | 18.65 | 270 | 3.325 | 0 | 3 | 4 | 90 | 6 | 1 | 893 | 86 | 0 | 1 | 1
893 | 894 | 5NP:OFF7_WALL_4_0_0_0_0_0_WIN | 15 | Window | 9.975 | 2.5627 | 6.93 | 270 | 2.395 | 0.02 | 4 | 4 | 90 | 1.07 | 1 | 893 | 86 | 0 | 1 | 1
894 | 895 | 5NP:OFF7_FLOOR_0_0_10296 | 6 | Floor | 28.242 | 28.242 | 21.414 | 0 | 6 | 0 | 3 | 4 | 180 | 4.707 | 1 | 895 | 86 | 582 | 0 | 0
895 | 896 | 5NP:OFF7_CEILING_1_0_0 | 5 | Roof | 28.242 | 28.242 | 21.414 | 180 | 6 | 0 | 3 | 4 | 0 | 4.707 | 1 | 896 | 86 | 1239 | 0 | 0
896 | 897 | 5NP:OFF5_PARTITION_4_0_10375 | 8 | Wall | 26.2908 | 26.2908 | 22.464 | 0 | 3.325 | 0 | 3 | 4 | 90 | 7.907 | 1 | 897 | 87 | 752 | 0 | 0
897 | 898 | 5NP:OFF5_PARTITION_2_0_0 | 7 | Wall | 16.3158 | 16.3158 | 16.464 | 90 | 3.325 | 0 | 3 | 4 | 90 | 4.907 | 1 | 898 | 87 | 906 | 0 | 0
898 | 899 | 5NP:OFF5_PARTITION_3_0_0 | 8 | Wall | 1.33 | 1.33 | 7.45 | 90 | 3.325 | 0 | 3 | 4 | 90 | 0.4 | 1 | 899 | 87 | 918 | 0 | 0
899 | 900 | 5NP:OFF5_WALL_5_0_0 | 9 | Wall | 6.2608 | 17.6458 | 17.264 | 270 | 3.325 | 0 | 3 | 4 | 90 | 5.307 | 1 | 900 | 87 | 0 | 1 | 1
900 | 901 | 5NP:OFF5_WALL_5_0_0_0_0_0_WIN | 15 | Window | 9.975 | 2.5627 | 6.93 | 270 | 2.395 | 0.02 | 4 | 4 | 90 | 1.07 | 1 | 900 | 87 | 0 | 1 | 1
901 | 902 | 5NP:OFF5_WALL_6_0_0 | 9 | Wall | 9.2133 | 26.2908 | 22.464 | 180 | 3.325 | 0 | 3 | 4 | 90 | 7.907 | 1 | 902 | 87 | 0 | 1 | 1
902 | 903 | 5NP:OFF5_WALL_6_0_0_0_0_0_WIN | 15 | Window | 14.9625 | 2.5627 | 6.93 | 180 | 2.395 | 0.02 | 4 | 4 | 90 | 1.07 | 1 | 902 | 87 | 0 | 1 | 1
903 | 904 | 5NP:OFF5_FLOOR_0_0_10297 | 6 | Floor | 41.9624 | 41.9624 | 26.428 | 0 | 5.307 | 0 | 3 | 4 | 180 | 7.907 | 1 | 904 | 87 | 593 | 0 | 0
904 | 905 | 5NP:OFF5_CEILING_1_0_0 | 5 | Roof | 41.9624 | 41.9624 | 26.428 | 180 | 5.307 | 0 | 3 | 4 | 0 | 7.907 | 1 | 905 | 87 | 1248 | 0 | 0
905 | 906 | 5NP:OFF9_PARTITION_4_0_10425 | 8 | Wall | 16.3158 | 16.3158 | 16.464 | 270 | 3.325 | 0 | 3 | 4 | 90 | 4.907 | 1 | 906 | 88 | 898 | 0 | 0
906 | 907 | 5NP:OFF9_WALL_2_0_0 | 9 | Wall | 4.9308 | 16.3158 | 16.464 | 90 | 3.325 | 0 | 3 | 4 | 90 | 4.907 | 1 | 907 | 88 | 0 | 1 | 1
907 | 908 | 5NP:OFF9_WALL_2_0_0_0_0_0_WIN | 15 | Window | 9.975 | 2.5627 | 6.93 | 90 | 2.395 | 0.02 | 4 | 4 | 90 | 1.07 | 1 | 907 | 88 | 0 | 1 | 1
908 | 909 | 5NP:OFF9_PARTITION_3_0_0 | 8 | Wall | 40.2558 | 40.2558 | 30.864 | 0 | 3.325 | 0 | 3 | 4 | 90 | 12.107 | 1 | 909 | 88 | 919 | 0 | 0
909 | 910 | 5NP:OFF9_WALL_5_0_0 | 9 | Wall | 11.7933 | 40.2558 | 30.864 | 180 | 3.325 | 0 | 3 | 4 | 90 | 12.107 | 1 | 910 | 88 | 0 | 1 | 1
910 | 911 | 5NP:OFF9_WALL_5_0_0_0_0_0_WIN | 15 | Window | 24.9375 | 2.5627 | 6.93 | 180 | 2.395 | 0.02 | 4 | 4 | 90 | 1.07 | 1 | 910 | 88 | 0 | 1 | 1
911 | 912 | 5NP:OFF9_FLOOR_0_0_10300 | 6 | Floor | 59.409 | 59.409 | 34.028 | 0 | 4.907 | 0 | 3 | 4 | 180 | 12.107 | 1 | 912 | 88 | 601 | 0 | 0
912 | 913 | 5NP:OFF9_CEILING_1_0_0 | 5 | Roof | 59.409 | 59.409 | 34.028 | 180 | 4.907 | 0 | 3 | 4 | 0 | 12.107 | 1 | 913 | 88 | 1001 | 0 | 0
913 | 914 | 5NP:LOBBY_PARTITION_4_0_10357 | 8 | Wall | 7.315 | 7.315 | 11.05 | 0 | 3.325 | 0 | 3 | 4 | 90 | 2.2 | 1 | 914 | 89 | 710 | 0 | 0
914 | 915 | 5NP:LOBBY_PARTITION_6_0_10376 | 8 | Wall | 12.635 | 12.635 | 14.25 | 270 | 3.325 | 0 | 3 | 4 | 90 | 3.8 | 1 | 915 | 89 | 753 | 0 | 0
915 | 916 | 5NP:LOBBY_PARTITION_5_0_10392 | 7 | Wall | 15.295 | 15.295 | 15.85 | 0 | 3.325 | 0 | 3 | 4 | 90 | 4.6 | 1 | 916 | 89 | 804 | 0 | 0
916 | 917 | 5NP:LOBBY_PARTITION_3_0_10394 | 7 | Wall | 17.6458 | 17.6458 | 17.264 | 0 | 3.325 | 0 | 3 | 4 | 90 | 5.307 | 1 | 917 | 89 | 811 | 0 | 0
917 | 918 | 5NP:LOBBY_PARTITION_7_0_10426 | 7 | Wall | 1.33 | 1.33 | 7.45 | 270 | 3.325 | 0 | 3 | 4 | 90 | 0.4 | 1 | 918 | 89 | 899 | 0 | 0
918 | 919 | 5NP:LOBBY_PARTITION_8_0_10428 | 7 | Wall | 40.2558 | 40.2558 | 30.864 | 180 | 3.325 | 0 | 3 | 4 | 90 | 12.107 | 1 | 919 | 89 | 909 | 0 | 0
919 | 920 | 5NP:LOBBY_WALL_2_0_0 | 9 | Wall | 5.4262 | 13.965 | 15.05 | 90 | 3.325 | 0 | 3 | 4 | 90 | 4.2 | 1 | 920 | 89 | 0 | 1 | 1
920 | 921 | 5NP:LOBBY_WALL_2_0_0_0_0_0_WIN | 15 | Window | 7.4813 | 2.5627 | 6.93 | 90 | 2.395 | 0.02 | 4 | 4 | 90 | 1.07 | 1 | 920 | 89 | 0 | 1 | 1
921 | 922 | 5NP:LOBBY_FLOOR_0_0_10302 | 6 | Floor | 50.8494 | 50.8494 | 32.614 | 0 | 4.2 | 0 | 3 | 4 | 180 | 12.107 | 1 | 922 | 89 | 612 | 0 | 0
922 | 923 | 5NP:LOBBY_CEILING_1_0_0 | 5 | Roof | 50.8494 | 50.8494 | 32.614 | 180 | 4.2 | 0 | 3 | 4 | 0 | 12.107 | 1 | 923 | 89 | 993 | 0 | 0
923 | 924 | 5NP:OFF_PARTITION_6_0_10404 | 8 | Wall | 41.5858 | 41.5858 | 31.664 | 180 | 3.325 | 0 | 3 | 4 | 90 | 12.507 | 1 | 924 | 90 | 832 | 0 | 0
924 | 925 | 5NP:OFF_PARTITION_5_0_10418 | 8 | Wall | 24.9608 | 24.9608 | 21.664 | 180 | 3.325 | 0 | 3 | 4 | 90 | 7.507 | 1 | 925 | 90 | 873 | 0 | 0
925 | 926 | 5NP:OFF_WALL_2_0_0 | 9 | Wall | 7.112 | 15.6508 | 16.064 | 90 | 3.325 | 0 | 3 | 4 | 90 | 4.707 | 1 | 926 | 90 | 0 | 1 | 1
926 | 927 | 5NP:OFF_WALL_2_0_0_0_0_0_WIN | 15 | Window | 7.4813 | 2.5627 | 6.93 | 90 | 2.395 | 0.02 | 4 | 4 | 90 | 1.07 | 1 | 926 | 90 | 0 | 1 | 1
927 | 928 | 5NP:OFF_WALL_3_0_0 | 9 | Wall | 21.0066 | 66.5465 | 46.678 | 0 | 3.325 | 0 | 3 | 4 | 90 | 20.014 | 1 | 928 | 90 | 0 | 1 | 1
928 | 929 | 5NP:OFF_WALL_3_0_0_0_0_0_WIN | 15 | Window | 39.9 | 2.5627 | 6.93 | 0 | 2.395 | 0.02 | 4 | 4 | 90 | 1.07 | 1 | 928 | 90 | 0 | 1 | 1
929 | 930 | 5NP:OFF_WALL_4_0_0 | 9 | Wall | 7.112 | 15.6508 | 16.064 | 270 | 3.325 | 0 | 3 | 4 | 90 | 4.707 | 1 | 930 | 90 | 0 | 1 | 1
930 | 931 | 5NP:OFF_WALL_4_0_0_0_0_0_WIN | 15 | Window | 7.4813 | 2.5627 | 6.93 | 270 | 2.395 | 0.02 | 4 | 4 | 90 | 1.07 | 1 | 930 | 90 | 0 | 1 | 1
931 | 932 | 5NP:OFF_FLOOR_0_0_10303 | 6 | Floor | 94.2059 | 94.2059 | 49.442 | 0 | 4.707 | 0 | 3 | 4 | 180 | 20.014 | 1 | 932 | 90 | 628 | 0 | 0
932 | 933 | 5NP:OFF_CEILING_1_0_0 | 5 | Roof | 94.2059 | 94.2059 | 49.442 | 180 | 4.707 | 0 | 3 | 4 | 0 | 20.014 | 1 | 933 | 90 | 942 | 0 | 0
933 | 934 | 6NP:OFF1_WALL_2_0_0 | 9 | Wall | 7.332 | 16.4745 | 16.414 | 90 | 3.5 | 0 | 3 | 4 | 90 | 4.707 | 1 | 934 | 91 | 0 | 1 | 1
934 | 935 | 6NP:OFF1_WALL_2_0_0_0_0_0_WIN | 15 | Window | 8.0325 | 2.7499 | 7.28 | 90 | 2.57 | 0.02 | 4 | 4 | 90 | 1.07 | 1 | 934 | 91 | 0 | 1 | 1
935 | 936 | 6NP:OFF1_WALL_3_0_0 | 9 | Wall | 21.289 | 70.049 | 47.028 | 0 | 3.5 | 0 | 3 | 4 | 90 | 20.014 | 1 | 936 | 91 | 0 | 1 | 1
936 | 937 | 6NP:OFF1_WALL_3_0_0_0_0_0_WIN | 15 | Window | 42.84 | 2.7499 | 7.28 | 0 | 2.57 | 0.02 | 4 | 4 | 90 | 1.07 | 1 | 936 | 91 | 0 | 1 | 1
937 | 938 | 6NP:OFF1_WALL_4_0_0 | 9 | Wall | 7.332 | 16.4745 | 16.414 | 270 | 3.5 | 0 | 3 | 4 | 90 | 4.707 | 1 | 938 | 91 | 0 | 1 | 1
938 | 939 | 6NP:OFF1_WALL_4_0_0_0_0_0_WIN | 15 | Window | 8.0325 | 2.7499 | 7.28 | 270 | 2.57 | 0.02 | 4 | 4 | 90 | 1.07 | 1 | 938 | 91 | 0 | 1 | 1
939 | 940 | 6NP:OFF1_PARTITION_5_0_0 | 8 | Wall | 26.2745 | 26.2745 | 22.014 | 180 | 3.5 | 0 | 3 | 4 | 90 | 7.507 | 1 | 940 | 91 | 1211 | 0 | 0
940 | 941 | 6NP:OFF1_PARTITION_6_0_0 | 8 | Wall | 43.7745 | 43.7745 | 32.014 | 180 | 3.5 | 0 | 3 | 4 | 90 | 12.507 | 1 | 941 | 91 | 944 | 0 | 0
941 | 942 | 6NP:OFF1_FLOOR_0_0_10430 | 6 | Floor | 94.2059 | 94.2059 | 49.442 | 0 | 4.707 | 0 | 3 | 4 | 180 | 20.014 | 1 | 942 | 91 | 933 | 0 | 0
942 | 943 | 6NP:OFF1_ROOF_1_0_0 | 11 | Roof | 94.2059 | 94.2059 | 49.442 | 180 | 4.707 | 0 | 3 | 4 | 0 | 20.014 | 1 | 943 | 91 | 0 | 1 | 1
943 | 944 | 6NP:CORR1_PARTITION_3_0_10432 | 7 | Wall | 43.7745 | 43.7745 | 32.014 | 0 | 3.5 | 0 | 3 | 4 | 90 | 12.507 | 1 | 944 | 92 | 941 | 0 | 0
944 | 945 | 6NP:CORR1_WALL_2_0_0 | 9 | Wall | 6.2575 | 15.4 | 15.8 | 90 | 3.5 | 0 | 3 | 4 | 90 | 4.4 | 1 | 945 | 92 | 0 | 1 | 1
945 | 946 | 6NP:CORR1_WALL_2_0_0_0_0_0_WIN | 15 | Window | 8.0325 | 2.7499 | 7.28 | 90 | 2.57 | 0.02 | 4 | 4 | 90 | 1.07 | 1 | 945 | 92 | 0 | 1 | 1
946 | 947 | 6NP:CORR1_PARTITION_4_0_0 | 7 | Wall | 7.7 | 7.7 | 11.4 | 270 | 3.5 | 0 | 3 | 4 | 90 | 2.2 | 1 | 947 | 92 | 1212 | 0 | 0
947 | 948 | 6NP:CORR1_PARTITION_5_0_0 | 7 | Wall | 17.5 | 17.5 | 17 | 180 | 3.5 | 0 | 3 | 4 | 90 | 5 | 1 | 948 | 92 | 1185 | 0 | 0
948 | 949 | 6NP:CORR1_PARTITION_6_0_0 | 7 | Wall | 9.1 | 9.1 | 12.2 | 270 | 3.5 | 0 | 3 | 4 | 90 | 2.6 | 1 | 949 | 92 | 1186 | 0 | 0
949 | 950 | 6NP:CORR1_PARTITION_7_0_0 | 7 | Wall | 17.5 | 17.5 | 17 | 270 | 3.5 | 0 | 3 | 4 | 90 | 5 | 1 | 950 | 92 | 1192 | 0 | 0
950 | 951 | 6NP:CORR1_PARTITION_8_0_0 | 7 | Wall | 7.7 | 7.7 | 11.4 | 180 | 3.5 | 0 | 3 | 4 | 90 | 2.2 | 1 | 951 | 92 | 1062 | 0 | 0
951 | 952 | 6NP:CORR1_PARTITION_9_0_0 | 7 | Wall | 4.9 | 4.9 | 9.8 | 90 | 3.5 | 0 | 3 | 4 | 90 | 1.4 | 1 | 952 | 92 | 970 | 0 | 0
952 | 953 | 6NP:CORR1_PARTITION_10_0_0 | 7 | Wall | 14 | 14 | 15 | 90 | 3.5 | 0 | 3 | 4 | 90 | 4 | 1 | 953 | 92 | 963 | 0 | 0
953 | 954 | 6NP:CORR1_PARTITION_11_0_0 | 7 | Wall | 18.5745 | 18.5745 | 17.614 | 180 | 3.5 | 0 | 3 | 4 | 90 | 5.307 | 1 | 954 | 92 | 964 | 0 | 0
954 | 955 | 6NP:CORR1_FLOOR_0_0_10401 | 6 | Floor | 11.88 | 11.88 | 15.2 | 0 | 5.4 | 0 | 3 | 4 | 180 | 2.2 | 1 | 955 | 92 | 840 | 0 | 0
955 | 956 | 6NP:CORR1_FLOOR_0_0_10402 | 6 | Floor | 11 | 11 | 14.4 | 0 | 2.2 | 0 | 3 | 4 | 180 | 5 | 1 | 956 | 92 | 841 | 0 | 0
956 | 957 | 6NP:CORR1_FLOOR_0_0_10403 | 6 | Floor | 33.0308 | 33.0308 | 23.814 | 0 | 4.4 | 0 | 3 | 4 | 180 | 7.507 | 1 | 957 | 92 | 842 | 0 | 0
957 | 958 | 6NP:CORR1_CEILING_1_0_0 | 5 | Roof | 12.289 | 12.289 | 17.0232 | 180 | 6.6689 | 0 | 3 | 4 | 0 | 1.8428 | 1 | 958 | 92 | 1258 | 0 | 0
958 | 959 | 6NP:CORR1_ROOF_1_1_0 | 11 | Roof | 1.9291 | 1.9291 | 11.5145 | 180 | 5.4 | 0 | 3 | 4 | 0 | 0.35725 | 1 | 959 | 92 | 0 | 1 | 1
959 | 960 | 6NP:CORR1_ROOF_1_1_1 | 11 | Roof | 11 | 11 | 14.4 | 180 | 2.2 | 0 | 3 | 4 | 0 | 5 | 1 | 960 | 92 | 0 | 1 | 1
960 | 961 | 6NP:CORR1_ROOF_1_1_2 | 11 | Roof | 5.7699 | 5.7699 | 9.9478 | 180 | 3.1311 | 0 | 3 | 4 | 0 | 1.8428 | 1 | 961 | 92 | 0 | 1 | 1
961 | 962 | 6NP:CORR1_ROOF_1_1_3 | 11 | Roof | 24.9227 | 24.9227 | 20.1285 | 180 | 4.4 | 0 | 3 | 4 | 0 | 5.6642 | 1 | 962 | 92 | 0 | 1 | 1
962 | 963 | 6NP:OFF2_PARTITION_4_0_10440 | 8 | Wall | 14 | 14 | 15 | 270 | 3.5 | 0 | 3 | 4 | 90 | 4 | 1 | 963 | 93 | 953 | 0 | 0
963 | 964 | 6NP:OFF2_PARTITION_3_0_10441 | 8 | Wall | 18.5745 | 18.5745 | 17.614 | 0 | 3.5 | 0 | 3 | 4 | 90 | 5.307 | 1 | 964 | 93 | 954 | 0 | 0
964 | 965 | 6NP:OFF2_WALL_2_0_0 | 9 | Wall | 4.8575 | 14 | 15 | 90 | 3.5 | 0 | 3 | 4 | 90 | 4 | 1 | 965 | 93 | 0 | 1 | 1
965 | 966 | 6NP:OFF2_WALL_2_0_0_0_0_0_WIN | 15 | Window | 8.0325 | 2.7499 | 7.28 | 90 | 2.57 | 0.02 | 4 | 4 | 90 | 1.07 | 1 | 965 | 93 | 0 | 1 | 1
966 | 967 | 6NP:OFF2_PARTITION_5_0_0 | 7 | Wall | 18.5745 | 18.5745 | 17.614 | 180 | 3.5 | 0 | 3 | 4 | 90 | 5.307 | 1 | 967 | 93 | 971 | 0 | 0
967 | 968 | 6NP:OFF2_FLOOR_0_0_10412 | 6 | Floor | 21.228 | 21.228 | 18.614 | 0 | 4 | 0 | 3 | 4 | 180 | 5.307 | 1 | 968 | 93 | 856 | 0 | 0
968 | 969 | 6NP:OFF2_ROOF_1_0_0 | 11 | Roof | 21.228 | 21.228 | 18.614 | 180 | 4 | 0 | 3 | 4 | 0 | 5.307 | 1 | 969 | 93 | 0 | 1 | 1
969 | 970 | 6NP:OFF3_PARTITION_4_0_10439 | 8 | Wall | 4.9 | 4.9 | 9.8 | 270 | 3.5 | 0 | 3 | 4 | 90 | 1.4 | 1 | 970 | 94 | 952 | 0 | 0
970 | 971 | 6NP:OFF3_PARTITION_3_0_10442 | 8 | Wall | 18.5745 | 18.5745 | 17.614 | 0 | 3.5 | 0 | 3 | 4 | 90 | 5.307 | 1 | 971 | 94 | 967 | 0 | 0
971 | 972 | 6NP:OFF3_WALL_2_0_0 | 9 | Wall | 17.7825 | 57.4 | 39.8 | 90 | 3.5 | 0 | 3 | 4 | 90 | 16.4 | 1 | 972 | 94 | 0 | 1 | 1
972 | 973 | 6NP:OFF3_WALL_2_0_0_0_0_0_WIN | 15 | Window | 34.8075 | 2.7499 | 7.28 | 90 | 2.57 | 0.02 | 4 | 4 | 90 | 1.07 | 1 | 972 | 94 | 0 | 1 | 1
973 | 974 | 6NP:OFF3_PARTITION_5_0_0 | 8 | Wall | 52.5 | 52.5 | 37 | 270 | 3.5 | 0 | 3 | 4 | 90 | 15 | 1 | 974 | 94 | 1063 | 0 | 0
974 | 975 | 6NP:OFF3_PARTITION_6_0_0 | 7 | Wall | 18.5745 | 18.5745 | 17.614 | 180 | 3.5 | 0 | 3 | 4 | 90 | 5.307 | 1 | 975 | 94 | 978 | 0 | 0
975 | 976 | 6NP:OFF3_FLOOR_0_0_10359 | 6 | Floor | 87.0348 | 87.0348 | 43.414 | 0 | 16.4 | 0 | 3 | 4 | 180 | 5.307 | 1 | 976 | 94 | 721 | 0 | 0
976 | 977 | 6NP:OFF3_ROOF_1_0_0 | 11 | Roof | 87.0348 | 87.0348 | 43.414 | 180 | 16.4 | 0 | 3 | 4 | 0 | 5.307 | 1 | 977 | 94 | 0 | 1 | 1
977 | 978 | 6NP:OFF4_PARTITION_3_0_10444 | 8 | Wall | 18.5745 | 18.5745 | 17.614 | 0 | 3.5 | 0 | 3 | 4 | 90 | 5.307 | 1 | 978 | 95 | 975 | 0 | 0
978 | 979 | 6NP:OFF4_WALL_2_0_0 | 9 | Wall | 5.5575 | 14.7 | 15.4 | 90 | 3.5 | 0 | 3 | 4 | 90 | 4.2 | 1 | 979 | 95 | 0 | 1 | 1
979 | 980 | 6NP:OFF4_WALL_2_0_0_0_0_0_WIN | 15 | Window | 8.0325 | 2.7499 | 7.28 | 90 | 2.57 | 0.02 | 4 | 4 | 90 | 1.07 | 1 | 979 | 95 | 0 | 1 | 1
980 | 981 | 6NP:OFF4_PARTITION_4_0_0 | 8 | Wall | 14.7 | 14.7 | 15.4 | 270 | 3.5 | 0 | 3 | 4 | 90 | 4.2 | 1 | 981 | 95 | 1064 | 0 | 0
981 | 982 | 6NP:OFF4_PARTITION_5_0_0 | 8 | Wall | 18.5745 | 18.5745 | 17.614 | 180 | 3.5 | 0 | 3 | 4 | 90 | 5.307 | 1 | 982 | 95 | 985 | 0 | 0
982 | 983 | 6NP:OFF4_FLOOR_0_0_10393 | 6 | Floor | 22.2894 | 22.2894 | 19.014 | 0 | 4.2 | 0 | 3 | 4 | 180 | 5.307 | 1 | 983 | 95 | 813 | 0 | 0
983 | 984 | 6NP:OFF4_ROOF_1_0_0 | 11 | Roof | 22.2894 | 22.2894 | 19.014 | 180 | 4.2 | 0 | 3 | 4 | 0 | 5.307 | 1 | 984 | 95 | 0 | 1 | 1
984 | 985 | 6NP:LOBBY_PARTITION_3_0_10446 | 7 | Wall | 18.5745 | 18.5745 | 17.614 | 0 | 3.5 | 0 | 3 | 4 | 90 | 5.307 | 1 | 985 | 96 | 982 | 0 | 0
985 | 986 | 6NP:LOBBY_WALL_2_0_0 | 9 | Wall | 5.5575 | 14.7 | 15.4 | 90 | 3.5 | 0 | 3 | 4 | 90 | 4.2 | 1 | 986 | 96 | 0 | 1 | 1
986 | 987 | 6NP:LOBBY_WALL_2_0_0_0_0_0_WIN | 15 | Window | 8.0325 | 2.7499 | 7.28 | 90 | 2.57 | 0.02 | 4 | 4 | 90 | 1.07 | 1 | 986 | 96 | 0 | 1 | 1
987 | 988 | 6NP:LOBBY_PARTITION_4_0_0 | 7 | Wall | 7.7 | 7.7 | 11.4 | 0 | 3.5 | 0 | 3 | 4 | 90 | 2.2 | 1 | 988 | 96 | 1065 | 0 | 0
988 | 989 | 6NP:LOBBY_PARTITION_5_0_0 | 7 | Wall | 16.1 | 16.1 | 16.2 | 0 | 3.5 | 0 | 3 | 4 | 90 | 4.6 | 1 | 989 | 96 | 1177 | 0 | 0
989 | 990 | 6NP:LOBBY_PARTITION_6_0_0 | 7 | Wall | 13.3 | 13.3 | 14.6 | 270 | 3.5 | 0 | 3 | 4 | 90 | 3.8 | 1 | 990 | 96 | 1108 | 0 | 0
990 | 991 | 6NP:LOBBY_PARTITION_7_0_0 | 7 | Wall | 1.4 | 1.4 | 7.8 | 270 | 3.5 | 0 | 3 | 4 | 90 | 0.4 | 1 | 991 | 96 | 1241 | 0 | 0
991 | 992 | 6NP:LOBBY_PARTITION_8_0_0 | 7 | Wall | 42.3745 | 42.3745 | 31.214 | 180 | 3.5 | 0 | 3 | 4 | 90 | 12.107 | 1 | 992 | 96 | 995 | 0 | 0
992 | 993 | 6NP:LOBBY_FLOOR_0_0_10429 | 6 | Floor | 50.8494 | 50.8494 | 32.614 | 0 | 4.2 | 0 | 3 | 4 | 180 | 12.107 | 1 | 993 | 96 | 923 | 0 | 0
993 | 994 | 6NP:LOBBY_ROOF_1_0_0 | 11 | Roof | 50.8494 | 50.8494 | 32.614 | 180 | 4.2 | 0 | 3 | 4 | 0 | 12.107 | 1 | 994 | 96 | 0 | 1 | 1
994 | 995 | 6NP:OFF5_PARTITION_3_0_10451 | 8 | Wall | 42.3745 | 42.3745 | 31.214 | 0 | 3.5 | 0 | 3 | 4 | 90 | 12.107 | 1 | 995 | 97 | 992 | 0 | 0
995 | 996 | 6NP:OFF5_WALL_2_0_0 | 9 | Wall | 4.9845 | 17.1745 | 16.814 | 90 | 3.5 | 0 | 3 | 4 | 90 | 4.907 | 1 | 996 | 97 | 0 | 1 | 1
996 | 997 | 6NP:OFF5_WALL_2_0_0_0_0_0_WIN | 15 | Window | 10.71 | 2.7499 | 7.28 | 90 | 2.57 | 0.02 | 4 | 4 | 90 | 1.07 | 1 | 996 | 97 | 0 | 1 | 1
997 | 998 | 6NP:OFF5_PARTITION_4_0_0 | 7 | Wall | 17.1745 | 17.1745 | 16.814 | 270 | 3.5 | 0 | 3 | 4 | 90 | 4.907 | 1 | 998 | 97 | 1242 | 0 | 0
998 | 999 | 6NP:OFF5_WALL_5_0_0 | 9 | Wall | 11.8995 | 42.3745 | 31.214 | 180 | 3.5 | 0 | 3 | 4 | 90 | 12.107 | 1 | 999 | 97 | 0 | 1 | 1
999 | 1000 | 6NP:OFF5_WALL_5_0_0_0_0_0_WIN | 15 | Window | 26.775 | 2.7499 | 7.28 | 180 | 2.57 | 0.02 | 4 | 4 | 90 | 1.07 | 1 | 999 | 97 | 0 | 1 | 1

## NominalHotWaterEquipment
| NominalHotWaterEquipmentIndex | ObjectName | ZoneIndex | SchedNo | DesignLevel | FractionLatent | FractionRadiant | FractionLost | FractionConvected | EndUseSubcategory
0 | EMPTY | EMPTY | EMPTY | EMPTY | EMPTY | EMPTY | EMPTY | EMPTY | EMPTY | EMPTY

## Constructions
| ConstructionIndex | Name | TotalLayers | TotalSolidLayers | TotalGlassLayers | InsideAbsorpVis | OutsideAbsorpVis | InsideAbsorpSolar | OutsideAbsorpSolar | InsideAbsorpThermal | OutsideAbsorpThermal | OutsideRoughness | TypeIsWindow | Uvalue
0 | 1 | LINEARBRIDGINGCONSTRUCTION | 1 | 0 | 0 | 0.01 | 0.01 | 0.01 | 0.01 | 0.01 | 0.01 | 2 | 0 | 1
1 | 2 | IRTSURFACE | 1 | 0 | 0 | 1 | 1 | 1 | 1 | 0.9999 | 0.9999 | 0 | 0 | 100
2 | 3 | 100MM CONCRETE SLAB | 1 | 0 | 0 | 0.6 | 0.6 | 0.6 | 0.6 | 0.9 | 0.9 | 2 | 0 | 14
3 | 4 | 100MM CONCRETE SLAB_REV | 1 | 0 | 0 | 0.6 | 0.6 | 0.6 | 0.6 | 0.9 | 0.9 | 2 | 0 | 14
4 | 5 | 100MM CONCRETE SLAB_REVERSED | 1 | 0 | 0 | 0.6 | 0.6 | 0.6 | 0.6 | 0.9 | 0.9 | 2 | 0 | 14
5 | 6 | 100MM CONCRETE SLAB_REVERSED_REV | 1 | 0 | 0 | 0.6 | 0.6 | 0.6 | 0.6 | 0.9 | 0.9 | 2 | 0 | 14
6 | 7 | 115MM SINGLE LEAF BRICK (PLASTERED BOTH SIDES) | 3 | 0 | 0 | 0.5 | 0.5 | 0.5 | 0.5 | 0.9 | 0.9 | 2 | 0 | 3.9923
7 | 8 | 115MM SINGLE LEAF BRICK (PLASTERED BOTH SIDES)_REV | 3 | 0 | 0 | 0.5 | 0.5 | 0.5 | 0.5 | 0.9 | 0.9 | 2 | 0 | 3.9923
8 | 9 | _ CENTRAL EXT WALL | 3 | 0 | 0 | 0.6 | 0.6 | 0.6 | 0.6 | 0.9 | 0.9 | 2 | 0 | 0.22855
9 | 10 | _ CENTRAL EXT WALL_REV | 3 | 0 | 0 | 0.6 | 0.6 | 0.6 | 0.6 | 0.9 | 0.9 | 2 | 0 | 0.22855
10 | 11 | _ CENTRAL ROOF | 4 | 0 | 0 | 0.6 | 0.7 | 0.6 | 0.7 | 0.9 | 0.9 | 2 | 0 | 0.16368
11 | 12 | _ CENTRAL ROOF_REV | 4 | 0 | 0 | 0.7 | 0.6 | 0.7 | 0.6 | 0.9 | 0.9 | 2 | 0 | 0.16368
12 | 13 | GENERAL ENERGY CODE EXTERNAL FLOOR (BELOW SLAB) MEDIUM WEIGHT | 2 | 0 | 0 | 0.6 | 0.7 | 0.6 | 0.7 | 0.9 | 0.9 | 2 | 0 | 0.50891
13 | 14 | GENERAL ENERGY CODE EXTERNAL FLOOR (BELOW SLAB) MEDIUM WEIGHT_REV | 2 | 0 | 0 | 0.7 | 0.6 | 0.7 | 0.6 | 0.9 | 0.9 | 2 | 0 | 0.50891
14 | 15 | 1001 | 5 | 3 | 3 | 0 | 0 | 0 | 0 | 0.84 | 0.84 | 6 | 1 | 1.5733

## DaylightMaps
| MapNumber | MapName | Environment | Zone | ReferencePt1 | ReferencePt2 | Z
0 | EMPTY | EMPTY | EMPTY | EMPTY | EMPTY | EMPTY | EMPTY

## ReportVariableDataDictionary
| ReportVariableDataDictionaryIndex | VariableType | IndexGroup | TimestepType | KeyValue | VariableName | ReportingFrequency | ScheduleName | VariableUnits
0 | 6 | Avg | Zone | Zone | Environment | Site Outdoor Air Drybulb Temperature | Hourly |  | C
1 | 7 | Avg | Zone | Zone | Environment | Site Outdoor Air Drybulb Temperature | Daily |  | C
2 | 8 | Avg | Zone | Zone | Environment | Site Outdoor Air Drybulb Temperature | Monthly |  | C
3 | 9 | Avg | Zone | Zone | Environment | Site Outdoor Air Dewpoint Temperature | Hourly |  | C
4 | 10 | Avg | Zone | Zone | Environment | Site Outdoor Air Dewpoint Temperature | Daily |  | C
5 | 11 | Avg | Zone | Zone | Environment | Site Outdoor Air Dewpoint Temperature | Monthly |  | C
6 | 12 | Avg | Zone | Zone | Environment | Site Outdoor Air Barometric Pressure | Hourly |  | Pa
7 | 13 | Avg | Zone | Zone | Environment | Site Outdoor Air Barometric Pressure | Daily |  | Pa
8 | 14 | Avg | Zone | Zone | Environment | Site Outdoor Air Barometric Pressure | Monthly |  | Pa
9 | 15 | Avg | Zone | Zone | Environment | Site Wind Speed | Hourly |  | m/s
10 | 16 | Avg | Zone | Zone | Environment | Site Wind Speed | Daily |  | m/s
11 | 17 | Avg | Zone | Zone | Environment | Site Wind Speed | Monthly |  | m/s
12 | 18 | Avg | Zone | Zone | Environment | Site Wind Direction | Hourly |  | deg
13 | 19 | Avg | Zone | Zone | Environment | Site Wind Direction | Daily |  | deg
14 | 20 | Avg | Zone | Zone | Environment | Site Wind Direction | Monthly |  | deg
15 | 21 | Avg | Zone | Zone | Environment | Site Diffuse Solar Radiation Rate per Area | Hourly |  | W/m2
16 | 22 | Avg | Zone | Zone | Environment | Site Diffuse Solar Radiation Rate per Area | Daily |  | W/m2
17 | 23 | Avg | Zone | Zone | Environment | Site Diffuse Solar Radiation Rate per Area | Monthly |  | W/m2
18 | 24 | Avg | Zone | Zone | Environment | Site Direct Solar Radiation Rate per Area | Hourly |  | W/m2
19 | 25 | Avg | Zone | Zone | Environment | Site Direct Solar Radiation Rate per Area | Daily |  | W/m2
20 | 26 | Avg | Zone | Zone | Environment | Site Direct Solar Radiation Rate per Area | Monthly |  | W/m2
21 | 27 | Avg | Zone | Zone | Environment | Site Solar Azimuth Angle | Hourly |  | deg
22 | 28 | Avg | Zone | Zone | Environment | Site Solar Azimuth Angle | Daily |  | deg
23 | 29 | Avg | Zone | Zone | Environment | Site Solar Azimuth Angle | Monthly |  | deg
24 | 30 | Avg | Zone | Zone | Environment | Site Solar Altitude Angle | Hourly |  | deg
25 | 31 | Avg | Zone | Zone | Environment | Site Solar Altitude Angle | Daily |  | deg
26 | 32 | Avg | Zone | Zone | Environment | Site Solar Altitude Angle | Monthly |  | deg
27 | 33 | Sum | Zone | Zone | 3NP:CORR1 | Zone Total Internal Convective Heating Energy | Hourly |  | J
28 | 34 | Sum | Zone | Zone | 3NP:CORR2 | Zone Total Internal Convective Heating Energy | Hourly |  | J
29 | 35 | Sum | Zone | Zone | 3NP:CORR3 | Zone Total Internal Convective Heating Energy | Hourly |  | J
30 | 36 | Sum | Zone | Zone | 3NP:OFF1 | Zone Total Internal Convective Heating Energy | Hourly |  | J
31 | 37 | Sum | Zone | Zone | 3NP:STORE1 | Zone Total Internal Convective Heating Energy | Hourly |  | J
32 | 38 | Sum | Zone | Zone | 3NP:WC1 | Zone Total Internal Convective Heating Energy | Hourly |  | J
33 | 39 | Sum | Zone | Zone | 3NP:WC2 | Zone Total Internal Convective Heating Energy | Hourly |  | J
34 | 40 | Sum | Zone | Zone | 3NP:SHAFT1 | Zone Total Internal Convective Heating Energy | Hourly |  | J
35 | 41 | Sum | Zone | Zone | 3NP:STORE | Zone Total Internal Convective Heating Energy | Hourly |  | J
36 | 42 | Sum | Zone | Zone | 3NP:MECH | Zone Total Internal Convective Heating Energy | Hourly |  | J
37 | 43 | Sum | Zone | Zone | 3NP:CORR4 | Zone Total Internal Convective Heating Energy | Hourly |  | J
38 | 44 | Sum | Zone | Zone | 3NP:WC3 | Zone Total Internal Convective Heating Energy | Hourly |  | J
39 | 45 | Sum | Zone | Zone | 3NP:CORR | Zone Total Internal Convective Heating Energy | Hourly |  | J
40 | 46 | Sum | Zone | Zone | 3NP:SHAFT2 | Zone Total Internal Convective Heating Energy | Hourly |  | J
41 | 47 | Sum | Zone | Zone | 3NP:SHAFT3 | Zone Total Internal Convective Heating Energy | Hourly |  | J
42 | 48 | Sum | Zone | Zone | 3NP:OFF2 | Zone Total Internal Convective Heating Energy | Hourly |  | J
43 | 49 | Sum | Zone | Zone | 3NP:LOBBY | Zone Total Internal Convective Heating Energy | Hourly |  | J
44 | 50 | Sum | Zone | Zone | 3NP:OFF3 | Zone Total Internal Convective Heating Energy | Hourly |  | J
45 | 51 | Sum | Zone | Zone | 3NP:SHAFT | Zone Total Internal Convective Heating Energy | Hourly |  | J
46 | 52 | Sum | Zone | Zone | 3NP:WC4 | Zone Total Internal Convective Heating Energy | Hourly |  | J
47 | 53 | Sum | Zone | Zone | 3NP:OFF4 | Zone Total Internal Convective Heating Energy | Hourly |  | J
48 | 54 | Sum | Zone | Zone | 3NP:OFF5 | Zone Total Internal Convective Heating Energy | Hourly |  | J
49 | 55 | Sum | Zone | Zone | 3NP:OFF6 | Zone Total Internal Convective Heating Energy | Hourly |  | J
50 | 56 | Sum | Zone | Zone | 3NP:WC | Zone Total Internal Convective Heating Energy | Hourly |  | J
51 | 57 | Sum | Zone | Zone | 3NP:OFF7 | Zone Total Internal Convective Heating Energy | Hourly |  | J
52 | 58 | Sum | Zone | Zone | 3NP:OFF | Zone Total Internal Convective Heating Energy | Hourly |  | J
53 | 59 | Sum | Zone | Zone | 4NP:CORR1 | Zone Total Internal Convective Heating Energy | Hourly |  | J
54 | 60 | Sum | Zone | Zone | 4NP:CORR2 | Zone Total Internal Convective Heating Energy | Hourly |  | J
55 | 61 | Sum | Zone | Zone | 4NP:MECH1 | Zone Total Internal Convective Heating Energy | Hourly |  | J
56 | 62 | Sum | Zone | Zone | 4NP:WC1 | Zone Total Internal Convective Heating Energy | Hourly |  | J
57 | 63 | Sum | Zone | Zone | 4NP:CORR3 | Zone Total Internal Convective Heating Energy | Hourly |  | J
58 | 64 | Sum | Zone | Zone | 4NP:SHAFT1 | Zone Total Internal Convective Heating Energy | Hourly |  | J
59 | 65 | Sum | Zone | Zone | 4NP:CORR4 | Zone Total Internal Convective Heating Energy | Hourly |  | J
60 | 66 | Sum | Zone | Zone | 4NP:OFF1 | Zone Total Internal Convective Heating Energy | Hourly |  | J
61 | 67 | Sum | Zone | Zone | 4NP:SHAFT2 | Zone Total Internal Convective Heating Energy | Hourly |  | J
62 | 68 | Sum | Zone | Zone | 4NP:SHAFT3 | Zone Total Internal Convective Heating Energy | Hourly |  | J
63 | 69 | Sum | Zone | Zone | 4NP:CORR5 | Zone Total Internal Convective Heating Energy | Hourly |  | J
64 | 70 | Sum | Zone | Zone | 4NP:STORE | Zone Total Internal Convective Heating Energy | Hourly |  | J
65 | 71 | Sum | Zone | Zone | 4NP:SHAFT4 | Zone Total Internal Convective Heating Energy | Hourly |  | J
66 | 72 | Sum | Zone | Zone | 4NP:KITCH | Zone Total Internal Convective Heating Energy | Hourly |  | J
67 | 73 | Sum | Zone | Zone | 4NP:WC2 | Zone Total Internal Convective Heating Energy | Hourly |  | J
68 | 74 | Sum | Zone | Zone | 4NP:OFF2 | Zone Total Internal Convective Heating Energy | Hourly |  | J
69 | 75 | Sum | Zone | Zone | 4NP:OFF3 | Zone Total Internal Convective Heating Energy | Hourly |  | J
70 | 76 | Sum | Zone | Zone | 4NP:OFF4 | Zone Total Internal Convective Heating Energy | Hourly |  | J
71 | 77 | Sum | Zone | Zone | 4NP:WC3 | Zone Total Internal Convective Heating Energy | Hourly |  | J
72 | 78 | Sum | Zone | Zone | 4NP:MECH | Zone Total Internal Convective Heating Energy | Hourly |  | J
73 | 79 | Sum | Zone | Zone | 4NP:CORR6 | Zone Total Internal Convective Heating Energy | Hourly |  | J
74 | 80 | Sum | Zone | Zone | 4NP:OFFICE | Zone Total Internal Convective Heating Energy | Hourly |  | J
75 | 81 | Sum | Zone | Zone | 4NP:OFF5 | Zone Total Internal Convective Heating Energy | Hourly |  | J
76 | 82 | Sum | Zone | Zone | 4NP:SHAFT | Zone Total Internal Convective Heating Energy | Hourly |  | J
77 | 83 | Sum | Zone | Zone | 4NP:WC | Zone Total Internal Convective Heating Energy | Hourly |  | J
78 | 84 | Sum | Zone | Zone | 4NP:CORR | Zone Total Internal Convective Heating Energy | Hourly |  | J
79 | 85 | Sum | Zone | Zone | 4NP:OFF6 | Zone Total Internal Convective Heating Energy | Hourly |  | J
80 | 86 | Sum | Zone | Zone | 4NP:OFF7 | Zone Total Internal Convective Heating Energy | Hourly |  | J
81 | 87 | Sum | Zone | Zone | 4NP:OFF8 | Zone Total Internal Convective Heating Energy | Hourly |  | J
82 | 88 | Sum | Zone | Zone | 4NP:OFF9 | Zone Total Internal Convective Heating Energy | Hourly |  | J
83 | 89 | Sum | Zone | Zone | 4NP:LOBBY | Zone Total Internal Convective Heating Energy | Hourly |  | J
84 | 90 | Sum | Zone | Zone | 4NP:OFF | Zone Total Internal Convective Heating Energy | Hourly |  | J
85 | 91 | Sum | Zone | Zone | 5NP:CORR1 | Zone Total Internal Convective Heating Energy | Hourly |  | J
86 | 92 | Sum | Zone | Zone | 5NP:CORR2 | Zone Total Internal Convective Heating Energy | Hourly |  | J
87 | 93 | Sum | Zone | Zone | 5NP:MECH1 | Zone Total Internal Convective Heating Energy | Hourly |  | J
88 | 94 | Sum | Zone | Zone | 5NP:WC1 | Zone Total Internal Convective Heating Energy | Hourly |  | J
89 | 95 | Sum | Zone | Zone | 5NP:CORR3 | Zone Total Internal Convective Heating Energy | Hourly |  | J
90 | 96 | Sum | Zone | Zone | 5NP:SHAFT1 | Zone Total Internal Convective Heating Energy | Hourly |  | J
91 | 97 | Sum | Zone | Zone | 5NP:CORR4 | Zone Total Internal Convective Heating Energy | Hourly |  | J
92 | 98 | Sum | Zone | Zone | 5NP:OFF1 | Zone Total Internal Convective Heating Energy | Hourly |  | J
93 | 99 | Sum | Zone | Zone | 5NP:SHAFT2 | Zone Total Internal Convective Heating Energy | Hourly |  | J
94 | 100 | Sum | Zone | Zone | 5NP:SHAFT3 | Zone Total Internal Convective Heating Energy | Hourly |  | J
95 | 101 | Sum | Zone | Zone | 5NP:CORR5 | Zone Total Internal Convective Heating Energy | Hourly |  | J
96 | 102 | Sum | Zone | Zone | 5NP:STORE | Zone Total Internal Convective Heating Energy | Hourly |  | J
97 | 103 | Sum | Zone | Zone | 5NP:SHAFT4 | Zone Total Internal Convective Heating Energy | Hourly |  | J
98 | 104 | Sum | Zone | Zone | 5NP:KITCH | Zone Total Internal Convective Heating Energy | Hourly |  | J
99 | 105 | Sum | Zone | Zone | 5NP:WC2 | Zone Total Internal Convective Heating Energy | Hourly |  | J
100 | 106 | Sum | Zone | Zone | 5NP:OFF2 | Zone Total Internal Convective Heating Energy | Hourly |  | J
101 | 107 | Sum | Zone | Zone | 5NP:OFF3 | Zone Total Internal Convective Heating Energy | Hourly |  | J
102 | 108 | Sum | Zone | Zone | 5NP:OFF4 | Zone Total Internal Convective Heating Energy | Hourly |  | J
103 | 109 | Sum | Zone | Zone | 5NP:WC3 | Zone Total Internal Convective Heating Energy | Hourly |  | J
104 | 110 | Sum | Zone | Zone | 5NP:MECH | Zone Total Internal Convective Heating Energy | Hourly |  | J
105 | 111 | Sum | Zone | Zone | 5NP:CORR6 | Zone Total Internal Convective Heating Energy | Hourly |  | J
106 | 112 | Sum | Zone | Zone | 5NP:OFFICE | Zone Total Internal Convective Heating Energy | Hourly |  | J
107 | 113 | Sum | Zone | Zone | 5NP:OFF8 | Zone Total Internal Convective Heating Energy | Hourly |  | J
108 | 114 | Sum | Zone | Zone | 5NP:SHAFT | Zone Total Internal Convective Heating Energy | Hourly |  | J
109 | 115 | Sum | Zone | Zone | 5NP:WC | Zone Total Internal Convective Heating Energy | Hourly |  | J
110 | 116 | Sum | Zone | Zone | 5NP:CORR | Zone Total Internal Convective Heating Energy | Hourly |  | J
111 | 117 | Sum | Zone | Zone | 5NP:OFFICETYPE2 | Zone Total Internal Convective Heating Energy | Hourly |  | J
112 | 118 | Sum | Zone | Zone | 5NP:OFF7 | Zone Total Internal Convective Heating Energy | Hourly |  | J
113 | 119 | Sum | Zone | Zone | 5NP:OFF5 | Zone Total Internal Convective Heating Energy | Hourly |  | J
114 | 120 | Sum | Zone | Zone | 5NP:OFF9 | Zone Total Internal Convective Heating Energy | Hourly |  | J
115 | 121 | Sum | Zone | Zone | 5NP:LOBBY | Zone Total Internal Convective Heating Energy | Hourly |  | J
116 | 122 | Sum | Zone | Zone | 5NP:OFF | Zone Total Internal Convective Heating Energy | Hourly |  | J
117 | 123 | Sum | Zone | Zone | 6NP:OFF1 | Zone Total Internal Convective Heating Energy | Hourly |  | J
118 | 124 | Sum | Zone | Zone | 6NP:CORR1 | Zone Total Internal Convective Heating Energy | Hourly |  | J
119 | 125 | Sum | Zone | Zone | 6NP:OFF2 | Zone Total Internal Convective Heating Energy | Hourly |  | J
120 | 126 | Sum | Zone | Zone | 6NP:OFF3 | Zone Total Internal Convective Heating Energy | Hourly |  | J
121 | 127 | Sum | Zone | Zone | 6NP:OFF4 | Zone Total Internal Convective Heating Energy | Hourly |  | J
122 | 128 | Sum | Zone | Zone | 6NP:LOBBY | Zone Total Internal Convective Heating Energy | Hourly |  | J
123 | 129 | Sum | Zone | Zone | 6NP:OFF5 | Zone Total Internal Convective Heating Energy | Hourly |  | J
124 | 130 | Sum | Zone | Zone | 6NP:CORR2 | Zone Total Internal Convective Heating Energy | Hourly |  | J
125 | 131 | Sum | Zone | Zone | 6NP:SHAFT1 | Zone Total Internal Convective Heating Energy | Hourly |  | J
126 | 132 | Sum | Zone | Zone | 6NP:CORR3 | Zone Total Internal Convective Heating Energy | Hourly |  | J
127 | 133 | Sum | Zone | Zone | 6NP:CORR4 | Zone Total Internal Convective Heating Energy | Hourly |  | J
128 | 134 | Sum | Zone | Zone | 6NP:CORR5 | Zone Total Internal Convective Heating Energy | Hourly |  | J
129 | 135 | Sum | Zone | Zone | 6NP:MECH1 | Zone Total Internal Convective Heating Energy | Hourly |  | J
130 | 136 | Sum | Zone | Zone | 6NP:WC1 | Zone Total Internal Convective Heating Energy | Hourly |  | J
131 | 137 | Sum | Zone | Zone | 6NP:SHAFT2 | Zone Total Internal Convective Heating Energy | Hourly |  | J
132 | 138 | Sum | Zone | Zone | 6NP:SHAFT3 | Zone Total Internal Convective Heating Energy | Hourly |  | J
133 | 139 | Sum | Zone | Zone | 6NP:CORR6 | Zone Total Internal Convective Heating Energy | Hourly |  | J
134 | 140 | Sum | Zone | Zone | 6NP:STORE | Zone Total Internal Convective Heating Energy | Hourly |  | J
135 | 141 | Sum | Zone | Zone | 6NP:SHAFT4 | Zone Total Internal Convective Heating Energy | Hourly |  | J
136 | 142 | Sum | Zone | Zone | 6NP:KITCH | Zone Total Internal Convective Heating Energy | Hourly |  | J
137 | 143 | Sum | Zone | Zone | 6NP:WC2 | Zone Total Internal Convective Heating Energy | Hourly |  | J
138 | 144 | Sum | Zone | Zone | 6NP:OFFICETYPE3CT | Zone Total Internal Convective Heating Energy | Hourly |  | J
139 | 145 | Sum | Zone | Zone | 6NP:WC3 | Zone Total Internal Convective Heating Energy | Hourly |  | J
140 | 146 | Sum | Zone | Zone | 6NP:OFF7 | Zone Total Internal Convective Heating Energy | Hourly |  | J
141 | 147 | Sum | Zone | Zone | 6NP:MECH | Zone Total Internal Convective Heating Energy | Hourly |  | J
142 | 148 | Sum | Zone | Zone | 6NP:OFFICE | Zone Total Internal Convective Heating Energy | Hourly |  | J
143 | 149 | Sum | Zone | Zone | 6NP:SHAFT | Zone Total Internal Convective Heating Energy | Hourly |  | J
144 | 150 | Sum | Zone | Zone | 6NP:WC | Zone Total Internal Convective Heating Energy | Hourly |  | J
145 | 151 | Sum | Zone | Zone | 6NP:CORR | Zone Total Internal Convective Heating Energy | Hourly |  | J
146 | 152 | Sum | Zone | Zone | 6NP:OFF8 | Zone Total Internal Convective Heating Energy | Hourly |  | J
147 | 153 | Sum | Zone | Zone | 6NP:OFF9 | Zone Total Internal Convective Heating Energy | Hourly |  | J
148 | 154 | Sum | Zone | Zone | 6NP:OFFICETYPE3CT/1 | Zone Total Internal Convective Heating Energy | Hourly |  | J
149 | 155 | Sum | Zone | Zone | 7NP:MECH | Zone Total Internal Convective Heating Energy | Hourly |  | J
150 | 5499 | Avg | Zone | Zone | 3NP:CORR1 | Zone Mean Radiant Temperature | Hourly |  | C
151 | 5500 | Avg | Zone | Zone | 3NP:CORR2 | Zone Mean Radiant Temperature | Hourly |  | C
152 | 5501 | Avg | Zone | Zone | 3NP:CORR3 | Zone Mean Radiant Temperature | Hourly |  | C
153 | 5502 | Avg | Zone | Zone | 3NP:OFF1 | Zone Mean Radiant Temperature | Hourly |  | C
154 | 5503 | Avg | Zone | Zone | 3NP:STORE1 | Zone Mean Radiant Temperature | Hourly |  | C
155 | 5504 | Avg | Zone | Zone | 3NP:WC1 | Zone Mean Radiant Temperature | Hourly |  | C
156 | 5505 | Avg | Zone | Zone | 3NP:WC2 | Zone Mean Radiant Temperature | Hourly |  | C
157 | 5506 | Avg | Zone | Zone | 3NP:SHAFT1 | Zone Mean Radiant Temperature | Hourly |  | C
158 | 5507 | Avg | Zone | Zone | 3NP:STORE | Zone Mean Radiant Temperature | Hourly |  | C
159 | 5508 | Avg | Zone | Zone | 3NP:MECH | Zone Mean Radiant Temperature | Hourly |  | C
160 | 5509 | Avg | Zone | Zone | 3NP:CORR4 | Zone Mean Radiant Temperature | Hourly |  | C
161 | 5510 | Avg | Zone | Zone | 3NP:WC3 | Zone Mean Radiant Temperature | Hourly |  | C
162 | 5511 | Avg | Zone | Zone | 3NP:CORR | Zone Mean Radiant Temperature | Hourly |  | C
163 | 5512 | Avg | Zone | Zone | 3NP:SHAFT2 | Zone Mean Radiant Temperature | Hourly |  | C
164 | 5513 | Avg | Zone | Zone | 3NP:SHAFT3 | Zone Mean Radiant Temperature | Hourly |  | C
165 | 5514 | Avg | Zone | Zone | 3NP:OFF2 | Zone Mean Radiant Temperature | Hourly |  | C
166 | 5515 | Avg | Zone | Zone | 3NP:LOBBY | Zone Mean Radiant Temperature | Hourly |  | C
167 | 5516 | Avg | Zone | Zone | 3NP:OFF3 | Zone Mean Radiant Temperature | Hourly |  | C
168 | 5517 | Avg | Zone | Zone | 3NP:SHAFT | Zone Mean Radiant Temperature | Hourly |  | C
169 | 5518 | Avg | Zone | Zone | 3NP:WC4 | Zone Mean Radiant Temperature | Hourly |  | C
170 | 5519 | Avg | Zone | Zone | 3NP:OFF4 | Zone Mean Radiant Temperature | Hourly |  | C
171 | 5520 | Avg | Zone | Zone | 3NP:OFF5 | Zone Mean Radiant Temperature | Hourly |  | C
172 | 5521 | Avg | Zone | Zone | 3NP:OFF6 | Zone Mean Radiant Temperature | Hourly |  | C
173 | 5522 | Avg | Zone | Zone | 3NP:WC | Zone Mean Radiant Temperature | Hourly |  | C
174 | 5523 | Avg | Zone | Zone | 3NP:OFF7 | Zone Mean Radiant Temperature | Hourly |  | C
175 | 5524 | Avg | Zone | Zone | 3NP:OFF | Zone Mean Radiant Temperature | Hourly |  | C
176 | 5525 | Avg | Zone | Zone | 4NP:CORR1 | Zone Mean Radiant Temperature | Hourly |  | C
177 | 5526 | Avg | Zone | Zone | 4NP:CORR2 | Zone Mean Radiant Temperature | Hourly |  | C
178 | 5527 | Avg | Zone | Zone | 4NP:MECH1 | Zone Mean Radiant Temperature | Hourly |  | C
179 | 5528 | Avg | Zone | Zone | 4NP:WC1 | Zone Mean Radiant Temperature | Hourly |  | C
180 | 5529 | Avg | Zone | Zone | 4NP:CORR3 | Zone Mean Radiant Temperature | Hourly |  | C
181 | 5530 | Avg | Zone | Zone | 4NP:SHAFT1 | Zone Mean Radiant Temperature | Hourly |  | C
182 | 5531 | Avg | Zone | Zone | 4NP:CORR4 | Zone Mean Radiant Temperature | Hourly |  | C
183 | 5532 | Avg | Zone | Zone | 4NP:OFF1 | Zone Mean Radiant Temperature | Hourly |  | C
184 | 5533 | Avg | Zone | Zone | 4NP:SHAFT2 | Zone Mean Radiant Temperature | Hourly |  | C
185 | 5534 | Avg | Zone | Zone | 4NP:SHAFT3 | Zone Mean Radiant Temperature | Hourly |  | C
186 | 5535 | Avg | Zone | Zone | 4NP:CORR5 | Zone Mean Radiant Temperature | Hourly |  | C
187 | 5536 | Avg | Zone | Zone | 4NP:STORE | Zone Mean Radiant Temperature | Hourly |  | C
188 | 5537 | Avg | Zone | Zone | 4NP:SHAFT4 | Zone Mean Radiant Temperature | Hourly |  | C
189 | 5538 | Avg | Zone | Zone | 4NP:KITCH | Zone Mean Radiant Temperature | Hourly |  | C
190 | 5539 | Avg | Zone | Zone | 4NP:WC2 | Zone Mean Radiant Temperature | Hourly |  | C
191 | 5540 | Avg | Zone | Zone | 4NP:OFF2 | Zone Mean Radiant Temperature | Hourly |  | C
192 | 5541 | Avg | Zone | Zone | 4NP:OFF3 | Zone Mean Radiant Temperature | Hourly |  | C
193 | 5542 | Avg | Zone | Zone | 4NP:OFF4 | Zone Mean Radiant Temperature | Hourly |  | C
194 | 5543 | Avg | Zone | Zone | 4NP:WC3 | Zone Mean Radiant Temperature | Hourly |  | C
195 | 5544 | Avg | Zone | Zone | 4NP:MECH | Zone Mean Radiant Temperature | Hourly |  | C
196 | 5545 | Avg | Zone | Zone | 4NP:CORR6 | Zone Mean Radiant Temperature | Hourly |  | C
197 | 5546 | Avg | Zone | Zone | 4NP:OFFICE | Zone Mean Radiant Temperature | Hourly |  | C
198 | 5547 | Avg | Zone | Zone | 4NP:OFF5 | Zone Mean Radiant Temperature | Hourly |  | C
199 | 5548 | Avg | Zone | Zone | 4NP:SHAFT | Zone Mean Radiant Temperature | Hourly |  | C
200 | 5549 | Avg | Zone | Zone | 4NP:WC | Zone Mean Radiant Temperature | Hourly |  | C
201 | 5550 | Avg | Zone | Zone | 4NP:CORR | Zone Mean Radiant Temperature | Hourly |  | C
202 | 5551 | Avg | Zone | Zone | 4NP:OFF6 | Zone Mean Radiant Temperature | Hourly |  | C
203 | 5552 | Avg | Zone | Zone | 4NP:OFF7 | Zone Mean Radiant Temperature | Hourly |  | C
204 | 5553 | Avg | Zone | Zone | 4NP:OFF8 | Zone Mean Radiant Temperature | Hourly |  | C
205 | 5554 | Avg | Zone | Zone | 4NP:OFF9 | Zone Mean Radiant Temperature | Hourly |  | C
206 | 5555 | Avg | Zone | Zone | 4NP:LOBBY | Zone Mean Radiant Temperature | Hourly |  | C
207 | 5556 | Avg | Zone | Zone | 4NP:OFF | Zone Mean Radiant Temperature | Hourly |  | C
208 | 5557 | Avg | Zone | Zone | 5NP:CORR1 | Zone Mean Radiant Temperature | Hourly |  | C
209 | 5558 | Avg | Zone | Zone | 5NP:CORR2 | Zone Mean Radiant Temperature | Hourly |  | C
210 | 5559 | Avg | Zone | Zone | 5NP:MECH1 | Zone Mean Radiant Temperature | Hourly |  | C
211 | 5560 | Avg | Zone | Zone | 5NP:WC1 | Zone Mean Radiant Temperature | Hourly |  | C
212 | 5561 | Avg | Zone | Zone | 5NP:CORR3 | Zone Mean Radiant Temperature | Hourly |  | C
213 | 5562 | Avg | Zone | Zone | 5NP:SHAFT1 | Zone Mean Radiant Temperature | Hourly |  | C
214 | 5563 | Avg | Zone | Zone | 5NP:CORR4 | Zone Mean Radiant Temperature | Hourly |  | C
215 | 5564 | Avg | Zone | Zone | 5NP:OFF1 | Zone Mean Radiant Temperature | Hourly |  | C
216 | 5565 | Avg | Zone | Zone | 5NP:SHAFT2 | Zone Mean Radiant Temperature | Hourly |  | C
217 | 5566 | Avg | Zone | Zone | 5NP:SHAFT3 | Zone Mean Radiant Temperature | Hourly |  | C
218 | 5567 | Avg | Zone | Zone | 5NP:CORR5 | Zone Mean Radiant Temperature | Hourly |  | C
219 | 5568 | Avg | Zone | Zone | 5NP:STORE | Zone Mean Radiant Temperature | Hourly |  | C
220 | 5569 | Avg | Zone | Zone | 5NP:SHAFT4 | Zone Mean Radiant Temperature | Hourly |  | C
221 | 5570 | Avg | Zone | Zone | 5NP:KITCH | Zone Mean Radiant Temperature | Hourly |  | C
222 | 5571 | Avg | Zone | Zone | 5NP:WC2 | Zone Mean Radiant Temperature | Hourly |  | C
223 | 5572 | Avg | Zone | Zone | 5NP:OFF2 | Zone Mean Radiant Temperature | Hourly |  | C
224 | 5573 | Avg | Zone | Zone | 5NP:OFF3 | Zone Mean Radiant Temperature | Hourly |  | C
225 | 5574 | Avg | Zone | Zone | 5NP:OFF4 | Zone Mean Radiant Temperature | Hourly |  | C
226 | 5575 | Avg | Zone | Zone | 5NP:WC3 | Zone Mean Radiant Temperature | Hourly |  | C
227 | 5576 | Avg | Zone | Zone | 5NP:MECH | Zone Mean Radiant Temperature | Hourly |  | C
228 | 5577 | Avg | Zone | Zone | 5NP:CORR6 | Zone Mean Radiant Temperature | Hourly |  | C
229 | 5578 | Avg | Zone | Zone | 5NP:OFFICE | Zone Mean Radiant Temperature | Hourly |  | C
230 | 5579 | Avg | Zone | Zone | 5NP:OFF8 | Zone Mean Radiant Temperature | Hourly |  | C
231 | 5580 | Avg | Zone | Zone | 5NP:SHAFT | Zone Mean Radiant Temperature | Hourly |  | C
232 | 5581 | Avg | Zone | Zone | 5NP:WC | Zone Mean Radiant Temperature | Hourly |  | C
233 | 5582 | Avg | Zone | Zone | 5NP:CORR | Zone Mean Radiant Temperature | Hourly |  | C
234 | 5583 | Avg | Zone | Zone | 5NP:OFFICETYPE2 | Zone Mean Radiant Temperature | Hourly |  | C
235 | 5584 | Avg | Zone | Zone | 5NP:OFF7 | Zone Mean Radiant Temperature | Hourly |  | C
236 | 5585 | Avg | Zone | Zone | 5NP:OFF5 | Zone Mean Radiant Temperature | Hourly |  | C
237 | 5586 | Avg | Zone | Zone | 5NP:OFF9 | Zone Mean Radiant Temperature | Hourly |  | C
238 | 5587 | Avg | Zone | Zone | 5NP:LOBBY | Zone Mean Radiant Temperature | Hourly |  | C
239 | 5588 | Avg | Zone | Zone | 5NP:OFF | Zone Mean Radiant Temperature | Hourly |  | C
240 | 5589 | Avg | Zone | Zone | 6NP:OFF1 | Zone Mean Radiant Temperature | Hourly |  | C
241 | 5590 | Avg | Zone | Zone | 6NP:CORR1 | Zone Mean Radiant Temperature | Hourly |  | C
242 | 5591 | Avg | Zone | Zone | 6NP:OFF2 | Zone Mean Radiant Temperature | Hourly |  | C
243 | 5592 | Avg | Zone | Zone | 6NP:OFF3 | Zone Mean Radiant Temperature | Hourly |  | C
244 | 5593 | Avg | Zone | Zone | 6NP:OFF4 | Zone Mean Radiant Temperature | Hourly |  | C
245 | 5594 | Avg | Zone | Zone | 6NP:LOBBY | Zone Mean Radiant Temperature | Hourly |  | C
246 | 5595 | Avg | Zone | Zone | 6NP:OFF5 | Zone Mean Radiant Temperature | Hourly |  | C
247 | 5596 | Avg | Zone | Zone | 6NP:CORR2 | Zone Mean Radiant Temperature | Hourly |  | C
248 | 5597 | Avg | Zone | Zone | 6NP:SHAFT1 | Zone Mean Radiant Temperature | Hourly |  | C
249 | 5598 | Avg | Zone | Zone | 6NP:CORR3 | Zone Mean Radiant Temperature | Hourly |  | C
250 | 5599 | Avg | Zone | Zone | 6NP:CORR4 | Zone Mean Radiant Temperature | Hourly |  | C
251 | 5600 | Avg | Zone | Zone | 6NP:CORR5 | Zone Mean Radiant Temperature | Hourly |  | C
252 | 5601 | Avg | Zone | Zone | 6NP:MECH1 | Zone Mean Radiant Temperature | Hourly |  | C
253 | 5602 | Avg | Zone | Zone | 6NP:WC1 | Zone Mean Radiant Temperature | Hourly |  | C
254 | 5603 | Avg | Zone | Zone | 6NP:SHAFT2 | Zone Mean Radiant Temperature | Hourly |  | C
255 | 5604 | Avg | Zone | Zone | 6NP:SHAFT3 | Zone Mean Radiant Temperature | Hourly |  | C
256 | 5605 | Avg | Zone | Zone | 6NP:CORR6 | Zone Mean Radiant Temperature | Hourly |  | C
257 | 5606 | Avg | Zone | Zone | 6NP:STORE | Zone Mean Radiant Temperature | Hourly |  | C
258 | 5607 | Avg | Zone | Zone | 6NP:SHAFT4 | Zone Mean Radiant Temperature | Hourly |  | C
259 | 5608 | Avg | Zone | Zone | 6NP:KITCH | Zone Mean Radiant Temperature | Hourly |  | C
260 | 5609 | Avg | Zone | Zone | 6NP:WC2 | Zone Mean Radiant Temperature | Hourly |  | C
261 | 5610 | Avg | Zone | Zone | 6NP:OFFICETYPE3CT | Zone Mean Radiant Temperature | Hourly |  | C
262 | 5611 | Avg | Zone | Zone | 6NP:WC3 | Zone Mean Radiant Temperature | Hourly |  | C
263 | 5612 | Avg | Zone | Zone | 6NP:OFF7 | Zone Mean Radiant Temperature | Hourly |  | C
264 | 5613 | Avg | Zone | Zone | 6NP:MECH | Zone Mean Radiant Temperature | Hourly |  | C
265 | 5614 | Avg | Zone | Zone | 6NP:OFFICE | Zone Mean Radiant Temperature | Hourly |  | C
266 | 5615 | Avg | Zone | Zone | 6NP:SHAFT | Zone Mean Radiant Temperature | Hourly |  | C
267 | 5616 | Avg | Zone | Zone | 6NP:WC | Zone Mean Radiant Temperature | Hourly |  | C
268 | 5617 | Avg | Zone | Zone | 6NP:CORR | Zone Mean Radiant Temperature | Hourly |  | C
269 | 5618 | Avg | Zone | Zone | 6NP:OFF8 | Zone Mean Radiant Temperature | Hourly |  | C
270 | 5619 | Avg | Zone | Zone | 6NP:OFF9 | Zone Mean Radiant Temperature | Hourly |  | C
271 | 5620 | Avg | Zone | Zone | 6NP:OFFICETYPE3CT/1 | Zone Mean Radiant Temperature | Hourly |  | C
272 | 5621 | Avg | Zone | Zone | 7NP:MECH | Zone Mean Radiant Temperature | Hourly |  | C
273 | 5778 | Avg | Zone | Zone | 3NP:CORR1 | Zone Mean Air Temperature | Hourly |  | C
274 | 5779 | Avg | Zone | Zone | 3NP:CORR1 | Zone Operative Temperature | Hourly |  | C
275 | 5780 | Avg | Zone | Zone | 3NP:CORR2 | Zone Mean Air Temperature | Hourly |  | C
276 | 5781 | Avg | Zone | Zone | 3NP:CORR2 | Zone Operative Temperature | Hourly |  | C
277 | 5782 | Avg | Zone | Zone | 3NP:CORR3 | Zone Mean Air Temperature | Hourly |  | C
278 | 5783 | Avg | Zone | Zone | 3NP:CORR3 | Zone Operative Temperature | Hourly |  | C
279 | 5784 | Avg | Zone | Zone | 3NP:OFF1 | Zone Mean Air Temperature | Hourly |  | C
280 | 5785 | Avg | Zone | Zone | 3NP:OFF1 | Zone Operative Temperature | Hourly |  | C
281 | 5786 | Avg | Zone | Zone | 3NP:STORE1 | Zone Mean Air Temperature | Hourly |  | C
282 | 5787 | Avg | Zone | Zone | 3NP:STORE1 | Zone Operative Temperature | Hourly |  | C
283 | 5788 | Avg | Zone | Zone | 3NP:WC1 | Zone Mean Air Temperature | Hourly |  | C
284 | 5789 | Avg | Zone | Zone | 3NP:WC1 | Zone Operative Temperature | Hourly |  | C
285 | 5790 | Avg | Zone | Zone | 3NP:WC2 | Zone Mean Air Temperature | Hourly |  | C
286 | 5791 | Avg | Zone | Zone | 3NP:WC2 | Zone Operative Temperature | Hourly |  | C
287 | 5792 | Avg | Zone | Zone | 3NP:SHAFT1 | Zone Mean Air Temperature | Hourly |  | C
288 | 5793 | Avg | Zone | Zone | 3NP:SHAFT1 | Zone Operative Temperature | Hourly |  | C
289 | 5794 | Avg | Zone | Zone | 3NP:STORE | Zone Mean Air Temperature | Hourly |  | C
290 | 5795 | Avg | Zone | Zone | 3NP:STORE | Zone Operative Temperature | Hourly |  | C
291 | 5796 | Avg | Zone | Zone | 3NP:MECH | Zone Mean Air Temperature | Hourly |  | C
292 | 5797 | Avg | Zone | Zone | 3NP:MECH | Zone Operative Temperature | Hourly |  | C
293 | 5798 | Avg | Zone | Zone | 3NP:CORR4 | Zone Mean Air Temperature | Hourly |  | C
294 | 5799 | Avg | Zone | Zone | 3NP:CORR4 | Zone Operative Temperature | Hourly |  | C
295 | 5800 | Avg | Zone | Zone | 3NP:WC3 | Zone Mean Air Temperature | Hourly |  | C
296 | 5801 | Avg | Zone | Zone | 3NP:WC3 | Zone Operative Temperature | Hourly |  | C
297 | 5802 | Avg | Zone | Zone | 3NP:CORR | Zone Mean Air Temperature | Hourly |  | C
298 | 5803 | Avg | Zone | Zone | 3NP:CORR | Zone Operative Temperature | Hourly |  | C
299 | 5804 | Avg | Zone | Zone | 3NP:SHAFT2 | Zone Mean Air Temperature | Hourly |  | C
300 | 5805 | Avg | Zone | Zone | 3NP:SHAFT2 | Zone Operative Temperature | Hourly |  | C
301 | 5806 | Avg | Zone | Zone | 3NP:SHAFT3 | Zone Mean Air Temperature | Hourly |  | C
302 | 5807 | Avg | Zone | Zone | 3NP:SHAFT3 | Zone Operative Temperature | Hourly |  | C
303 | 5808 | Avg | Zone | Zone | 3NP:OFF2 | Zone Mean Air Temperature | Hourly |  | C
304 | 5809 | Avg | Zone | Zone | 3NP:OFF2 | Zone Operative Temperature | Hourly |  | C
305 | 5810 | Avg | Zone | Zone | 3NP:LOBBY | Zone Mean Air Temperature | Hourly |  | C
306 | 5811 | Avg | Zone | Zone | 3NP:LOBBY | Zone Operative Temperature | Hourly |  | C
307 | 5812 | Avg | Zone | Zone | 3NP:OFF3 | Zone Mean Air Temperature | Hourly |  | C
308 | 5813 | Avg | Zone | Zone | 3NP:OFF3 | Zone Operative Temperature | Hourly |  | C
309 | 5814 | Avg | Zone | Zone | 3NP:SHAFT | Zone Mean Air Temperature | Hourly |  | C
310 | 5815 | Avg | Zone | Zone | 3NP:SHAFT | Zone Operative Temperature | Hourly |  | C
311 | 5816 | Avg | Zone | Zone | 3NP:WC4 | Zone Mean Air Temperature | Hourly |  | C
312 | 5817 | Avg | Zone | Zone | 3NP:WC4 | Zone Operative Temperature | Hourly |  | C
313 | 5818 | Avg | Zone | Zone | 3NP:OFF4 | Zone Mean Air Temperature | Hourly |  | C
314 | 5819 | Avg | Zone | Zone | 3NP:OFF4 | Zone Operative Temperature | Hourly |  | C
315 | 5820 | Avg | Zone | Zone | 3NP:OFF5 | Zone Mean Air Temperature | Hourly |  | C
316 | 5821 | Avg | Zone | Zone | 3NP:OFF5 | Zone Operative Temperature | Hourly |  | C
317 | 5822 | Avg | Zone | Zone | 3NP:OFF6 | Zone Mean Air Temperature | Hourly |  | C
318 | 5823 | Avg | Zone | Zone | 3NP:OFF6 | Zone Operative Temperature | Hourly |  | C
319 | 5824 | Avg | Zone | Zone | 3NP:WC | Zone Mean Air Temperature | Hourly |  | C
320 | 5825 | Avg | Zone | Zone | 3NP:WC | Zone Operative Temperature | Hourly |  | C
321 | 5826 | Avg | Zone | Zone | 3NP:OFF7 | Zone Mean Air Temperature | Hourly |  | C
322 | 5827 | Avg | Zone | Zone | 3NP:OFF7 | Zone Operative Temperature | Hourly |  | C
323 | 5828 | Avg | Zone | Zone | 3NP:OFF | Zone Mean Air Temperature | Hourly |  | C
324 | 5829 | Avg | Zone | Zone | 3NP:OFF | Zone Operative Temperature | Hourly |  | C
325 | 5830 | Avg | Zone | Zone | 4NP:CORR1 | Zone Mean Air Temperature | Hourly |  | C
326 | 5831 | Avg | Zone | Zone | 4NP:CORR1 | Zone Operative Temperature | Hourly |  | C
327 | 5832 | Avg | Zone | Zone | 4NP:CORR2 | Zone Mean Air Temperature | Hourly |  | C
328 | 5833 | Avg | Zone | Zone | 4NP:CORR2 | Zone Operative Temperature | Hourly |  | C
329 | 5834 | Avg | Zone | Zone | 4NP:MECH1 | Zone Mean Air Temperature | Hourly |  | C
330 | 5835 | Avg | Zone | Zone | 4NP:MECH1 | Zone Operative Temperature | Hourly |  | C
331 | 5836 | Avg | Zone | Zone | 4NP:WC1 | Zone Mean Air Temperature | Hourly |  | C
332 | 5837 | Avg | Zone | Zone | 4NP:WC1 | Zone Operative Temperature | Hourly |  | C
333 | 5838 | Avg | Zone | Zone | 4NP:CORR3 | Zone Mean Air Temperature | Hourly |  | C
334 | 5839 | Avg | Zone | Zone | 4NP:CORR3 | Zone Operative Temperature | Hourly |  | C
335 | 5840 | Avg | Zone | Zone | 4NP:SHAFT1 | Zone Mean Air Temperature | Hourly |  | C
336 | 5841 | Avg | Zone | Zone | 4NP:SHAFT1 | Zone Operative Temperature | Hourly |  | C
337 | 5842 | Avg | Zone | Zone | 4NP:CORR4 | Zone Mean Air Temperature | Hourly |  | C
338 | 5843 | Avg | Zone | Zone | 4NP:CORR4 | Zone Operative Temperature | Hourly |  | C
339 | 5844 | Avg | Zone | Zone | 4NP:OFF1 | Zone Mean Air Temperature | Hourly |  | C
340 | 5845 | Avg | Zone | Zone | 4NP:OFF1 | Zone Operative Temperature | Hourly |  | C
341 | 5846 | Avg | Zone | Zone | 4NP:SHAFT2 | Zone Mean Air Temperature | Hourly |  | C
342 | 5847 | Avg | Zone | Zone | 4NP:SHAFT2 | Zone Operative Temperature | Hourly |  | C
343 | 5848 | Avg | Zone | Zone | 4NP:SHAFT3 | Zone Mean Air Temperature | Hourly |  | C
344 | 5849 | Avg | Zone | Zone | 4NP:SHAFT3 | Zone Operative Temperature | Hourly |  | C
345 | 5850 | Avg | Zone | Zone | 4NP:CORR5 | Zone Mean Air Temperature | Hourly |  | C
346 | 5851 | Avg | Zone | Zone | 4NP:CORR5 | Zone Operative Temperature | Hourly |  | C
347 | 5852 | Avg | Zone | Zone | 4NP:STORE | Zone Mean Air Temperature | Hourly |  | C
348 | 5853 | Avg | Zone | Zone | 4NP:STORE | Zone Operative Temperature | Hourly |  | C
349 | 5854 | Avg | Zone | Zone | 4NP:SHAFT4 | Zone Mean Air Temperature | Hourly |  | C
350 | 5855 | Avg | Zone | Zone | 4NP:SHAFT4 | Zone Operative Temperature | Hourly |  | C
351 | 5856 | Avg | Zone | Zone | 4NP:KITCH | Zone Mean Air Temperature | Hourly |  | C
352 | 5857 | Avg | Zone | Zone | 4NP:KITCH | Zone Operative Temperature | Hourly |  | C
353 | 5858 | Avg | Zone | Zone | 4NP:WC2 | Zone Mean Air Temperature | Hourly |  | C
354 | 5859 | Avg | Zone | Zone | 4NP:WC2 | Zone Operative Temperature | Hourly |  | C
355 | 5860 | Avg | Zone | Zone | 4NP:OFF2 | Zone Mean Air Temperature | Hourly |  | C
356 | 5861 | Avg | Zone | Zone | 4NP:OFF2 | Zone Operative Temperature | Hourly |  | C
357 | 5862 | Avg | Zone | Zone | 4NP:OFF3 | Zone Mean Air Temperature | Hourly |  | C
358 | 5863 | Avg | Zone | Zone | 4NP:OFF3 | Zone Operative Temperature | Hourly |  | C
359 | 5864 | Avg | Zone | Zone | 4NP:OFF4 | Zone Mean Air Temperature | Hourly |  | C
360 | 5865 | Avg | Zone | Zone | 4NP:OFF4 | Zone Operative Temperature | Hourly |  | C
361 | 5866 | Avg | Zone | Zone | 4NP:WC3 | Zone Mean Air Temperature | Hourly |  | C
362 | 5867 | Avg | Zone | Zone | 4NP:WC3 | Zone Operative Temperature | Hourly |  | C
363 | 5868 | Avg | Zone | Zone | 4NP:MECH | Zone Mean Air Temperature | Hourly |  | C
364 | 5869 | Avg | Zone | Zone | 4NP:MECH | Zone Operative Temperature | Hourly |  | C
365 | 5870 | Avg | Zone | Zone | 4NP:CORR6 | Zone Mean Air Temperature | Hourly |  | C
366 | 5871 | Avg | Zone | Zone | 4NP:CORR6 | Zone Operative Temperature | Hourly |  | C
367 | 5872 | Avg | Zone | Zone | 4NP:OFFICE | Zone Mean Air Temperature | Hourly |  | C
368 | 5873 | Avg | Zone | Zone | 4NP:OFFICE | Zone Operative Temperature | Hourly |  | C
369 | 5874 | Avg | Zone | Zone | 4NP:OFF5 | Zone Mean Air Temperature | Hourly |  | C
370 | 5875 | Avg | Zone | Zone | 4NP:OFF5 | Zone Operative Temperature | Hourly |  | C
371 | 5876 | Avg | Zone | Zone | 4NP:SHAFT | Zone Mean Air Temperature | Hourly |  | C
372 | 5877 | Avg | Zone | Zone | 4NP:SHAFT | Zone Operative Temperature | Hourly |  | C
373 | 5878 | Avg | Zone | Zone | 4NP:WC | Zone Mean Air Temperature | Hourly |  | C
374 | 5879 | Avg | Zone | Zone | 4NP:WC | Zone Operative Temperature | Hourly |  | C
375 | 5880 | Avg | Zone | Zone | 4NP:CORR | Zone Mean Air Temperature | Hourly |  | C
376 | 5881 | Avg | Zone | Zone | 4NP:CORR | Zone Operative Temperature | Hourly |  | C
377 | 5882 | Avg | Zone | Zone | 4NP:OFF6 | Zone Mean Air Temperature | Hourly |  | C
378 | 5883 | Avg | Zone | Zone | 4NP:OFF6 | Zone Operative Temperature | Hourly |  | C
379 | 5884 | Avg | Zone | Zone | 4NP:OFF7 | Zone Mean Air Temperature | Hourly |  | C
380 | 5885 | Avg | Zone | Zone | 4NP:OFF7 | Zone Operative Temperature | Hourly |  | C
381 | 5886 | Avg | Zone | Zone | 4NP:OFF8 | Zone Mean Air Temperature | Hourly |  | C
382 | 5887 | Avg | Zone | Zone | 4NP:OFF8 | Zone Operative Temperature | Hourly |  | C
383 | 5888 | Avg | Zone | Zone | 4NP:OFF9 | Zone Mean Air Temperature | Hourly |  | C
384 | 5889 | Avg | Zone | Zone | 4NP:OFF9 | Zone Operative Temperature | Hourly |  | C
385 | 5890 | Avg | Zone | Zone | 4NP:LOBBY | Zone Mean Air Temperature | Hourly |  | C
386 | 5891 | Avg | Zone | Zone | 4NP:LOBBY | Zone Operative Temperature | Hourly |  | C
387 | 5892 | Avg | Zone | Zone | 4NP:OFF | Zone Mean Air Temperature | Hourly |  | C
388 | 5893 | Avg | Zone | Zone | 4NP:OFF | Zone Operative Temperature | Hourly |  | C
389 | 5894 | Avg | Zone | Zone | 5NP:CORR1 | Zone Mean Air Temperature | Hourly |  | C
390 | 5895 | Avg | Zone | Zone | 5NP:CORR1 | Zone Operative Temperature | Hourly |  | C
391 | 5896 | Avg | Zone | Zone | 5NP:CORR2 | Zone Mean Air Temperature | Hourly |  | C
392 | 5897 | Avg | Zone | Zone | 5NP:CORR2 | Zone Operative Temperature | Hourly |  | C
393 | 5898 | Avg | Zone | Zone | 5NP:MECH1 | Zone Mean Air Temperature | Hourly |  | C
394 | 5899 | Avg | Zone | Zone | 5NP:MECH1 | Zone Operative Temperature | Hourly |  | C
395 | 5900 | Avg | Zone | Zone | 5NP:WC1 | Zone Mean Air Temperature | Hourly |  | C
396 | 5901 | Avg | Zone | Zone | 5NP:WC1 | Zone Operative Temperature | Hourly |  | C
397 | 5902 | Avg | Zone | Zone | 5NP:CORR3 | Zone Mean Air Temperature | Hourly |  | C
398 | 5903 | Avg | Zone | Zone | 5NP:CORR3 | Zone Operative Temperature | Hourly |  | C
399 | 5904 | Avg | Zone | Zone | 5NP:SHAFT1 | Zone Mean Air Temperature | Hourly |  | C
400 | 5905 | Avg | Zone | Zone | 5NP:SHAFT1 | Zone Operative Temperature | Hourly |  | C
401 | 5906 | Avg | Zone | Zone | 5NP:CORR4 | Zone Mean Air Temperature | Hourly |  | C
402 | 5907 | Avg | Zone | Zone | 5NP:CORR4 | Zone Operative Temperature | Hourly |  | C
403 | 5908 | Avg | Zone | Zone | 5NP:OFF1 | Zone Mean Air Temperature | Hourly |  | C
404 | 5909 | Avg | Zone | Zone | 5NP:OFF1 | Zone Operative Temperature | Hourly |  | C
405 | 5910 | Avg | Zone | Zone | 5NP:SHAFT2 | Zone Mean Air Temperature | Hourly |  | C
406 | 5911 | Avg | Zone | Zone | 5NP:SHAFT2 | Zone Operative Temperature | Hourly |  | C
407 | 5912 | Avg | Zone | Zone | 5NP:SHAFT3 | Zone Mean Air Temperature | Hourly |  | C
408 | 5913 | Avg | Zone | Zone | 5NP:SHAFT3 | Zone Operative Temperature | Hourly |  | C
409 | 5914 | Avg | Zone | Zone | 5NP:CORR5 | Zone Mean Air Temperature | Hourly |  | C
410 | 5915 | Avg | Zone | Zone | 5NP:CORR5 | Zone Operative Temperature | Hourly |  | C
411 | 5916 | Avg | Zone | Zone | 5NP:STORE | Zone Mean Air Temperature | Hourly |  | C
412 | 5917 | Avg | Zone | Zone | 5NP:STORE | Zone Operative Temperature | Hourly |  | C
413 | 5918 | Avg | Zone | Zone | 5NP:SHAFT4 | Zone Mean Air Temperature | Hourly |  | C
414 | 5919 | Avg | Zone | Zone | 5NP:SHAFT4 | Zone Operative Temperature | Hourly |  | C
415 | 5920 | Avg | Zone | Zone | 5NP:KITCH | Zone Mean Air Temperature | Hourly |  | C
416 | 5921 | Avg | Zone | Zone | 5NP:KITCH | Zone Operative Temperature | Hourly |  | C
417 | 5922 | Avg | Zone | Zone | 5NP:WC2 | Zone Mean Air Temperature | Hourly |  | C
418 | 5923 | Avg | Zone | Zone | 5NP:WC2 | Zone Operative Temperature | Hourly |  | C
419 | 5924 | Avg | Zone | Zone | 5NP:OFF2 | Zone Mean Air Temperature | Hourly |  | C
420 | 5925 | Avg | Zone | Zone | 5NP:OFF2 | Zone Operative Temperature | Hourly |  | C
421 | 5926 | Avg | Zone | Zone | 5NP:OFF3 | Zone Mean Air Temperature | Hourly |  | C
422 | 5927 | Avg | Zone | Zone | 5NP:OFF3 | Zone Operative Temperature | Hourly |  | C
423 | 5928 | Avg | Zone | Zone | 5NP:OFF4 | Zone Mean Air Temperature | Hourly |  | C
424 | 5929 | Avg | Zone | Zone | 5NP:OFF4 | Zone Operative Temperature | Hourly |  | C
425 | 5930 | Avg | Zone | Zone | 5NP:WC3 | Zone Mean Air Temperature | Hourly |  | C
426 | 5931 | Avg | Zone | Zone | 5NP:WC3 | Zone Operative Temperature | Hourly |  | C
427 | 5932 | Avg | Zone | Zone | 5NP:MECH | Zone Mean Air Temperature | Hourly |  | C
428 | 5933 | Avg | Zone | Zone | 5NP:MECH | Zone Operative Temperature | Hourly |  | C
429 | 5934 | Avg | Zone | Zone | 5NP:CORR6 | Zone Mean Air Temperature | Hourly |  | C
430 | 5935 | Avg | Zone | Zone | 5NP:CORR6 | Zone Operative Temperature | Hourly |  | C
431 | 5936 | Avg | Zone | Zone | 5NP:OFFICE | Zone Mean Air Temperature | Hourly |  | C
432 | 5937 | Avg | Zone | Zone | 5NP:OFFICE | Zone Operative Temperature | Hourly |  | C
433 | 5938 | Avg | Zone | Zone | 5NP:OFF8 | Zone Mean Air Temperature | Hourly |  | C
434 | 5939 | Avg | Zone | Zone | 5NP:OFF8 | Zone Operative Temperature | Hourly |  | C
435 | 5940 | Avg | Zone | Zone | 5NP:SHAFT | Zone Mean Air Temperature | Hourly |  | C
436 | 5941 | Avg | Zone | Zone | 5NP:SHAFT | Zone Operative Temperature | Hourly |  | C
437 | 5942 | Avg | Zone | Zone | 5NP:WC | Zone Mean Air Temperature | Hourly |  | C
438 | 5943 | Avg | Zone | Zone | 5NP:WC | Zone Operative Temperature | Hourly |  | C
439 | 5944 | Avg | Zone | Zone | 5NP:CORR | Zone Mean Air Temperature | Hourly |  | C
440 | 5945 | Avg | Zone | Zone | 5NP:CORR | Zone Operative Temperature | Hourly |  | C
441 | 5946 | Avg | Zone | Zone | 5NP:OFFICETYPE2 | Zone Mean Air Temperature | Hourly |  | C
442 | 5947 | Avg | Zone | Zone | 5NP:OFFICETYPE2 | Zone Operative Temperature | Hourly |  | C
443 | 5948 | Avg | Zone | Zone | 5NP:OFF7 | Zone Mean Air Temperature | Hourly |  | C
444 | 5949 | Avg | Zone | Zone | 5NP:OFF7 | Zone Operative Temperature | Hourly |  | C
445 | 5950 | Avg | Zone | Zone | 5NP:OFF5 | Zone Mean Air Temperature | Hourly |  | C
446 | 5951 | Avg | Zone | Zone | 5NP:OFF5 | Zone Operative Temperature | Hourly |  | C
447 | 5952 | Avg | Zone | Zone | 5NP:OFF9 | Zone Mean Air Temperature | Hourly |  | C
448 | 5953 | Avg | Zone | Zone | 5NP:OFF9 | Zone Operative Temperature | Hourly |  | C
449 | 5954 | Avg | Zone | Zone | 5NP:LOBBY | Zone Mean Air Temperature | Hourly |  | C
450 | 5955 | Avg | Zone | Zone | 5NP:LOBBY | Zone Operative Temperature | Hourly |  | C
451 | 5956 | Avg | Zone | Zone | 5NP:OFF | Zone Mean Air Temperature | Hourly |  | C
452 | 5957 | Avg | Zone | Zone | 5NP:OFF | Zone Operative Temperature | Hourly |  | C
453 | 5958 | Avg | Zone | Zone | 6NP:OFF1 | Zone Mean Air Temperature | Hourly |  | C
454 | 5959 | Avg | Zone | Zone | 6NP:OFF1 | Zone Operative Temperature | Hourly |  | C
455 | 5960 | Avg | Zone | Zone | 6NP:CORR1 | Zone Mean Air Temperature | Hourly |  | C
456 | 5961 | Avg | Zone | Zone | 6NP:CORR1 | Zone Operative Temperature | Hourly |  | C
457 | 5962 | Avg | Zone | Zone | 6NP:OFF2 | Zone Mean Air Temperature | Hourly |  | C
458 | 5963 | Avg | Zone | Zone | 6NP:OFF2 | Zone Operative Temperature | Hourly |  | C
459 | 5964 | Avg | Zone | Zone | 6NP:OFF3 | Zone Mean Air Temperature | Hourly |  | C
460 | 5965 | Avg | Zone | Zone | 6NP:OFF3 | Zone Operative Temperature | Hourly |  | C
461 | 5966 | Avg | Zone | Zone | 6NP:OFF4 | Zone Mean Air Temperature | Hourly |  | C
462 | 5967 | Avg | Zone | Zone | 6NP:OFF4 | Zone Operative Temperature | Hourly |  | C
463 | 5968 | Avg | Zone | Zone | 6NP:LOBBY | Zone Mean Air Temperature | Hourly |  | C
464 | 5969 | Avg | Zone | Zone | 6NP:LOBBY | Zone Operative Temperature | Hourly |  | C
465 | 5970 | Avg | Zone | Zone | 6NP:OFF5 | Zone Mean Air Temperature | Hourly |  | C
466 | 5971 | Avg | Zone | Zone | 6NP:OFF5 | Zone Operative Temperature | Hourly |  | C
467 | 5972 | Avg | Zone | Zone | 6NP:CORR2 | Zone Mean Air Temperature | Hourly |  | C
468 | 5973 | Avg | Zone | Zone | 6NP:CORR2 | Zone Operative Temperature | Hourly |  | C
469 | 5974 | Avg | Zone | Zone | 6NP:SHAFT1 | Zone Mean Air Temperature | Hourly |  | C
470 | 5975 | Avg | Zone | Zone | 6NP:SHAFT1 | Zone Operative Temperature | Hourly |  | C
471 | 5976 | Avg | Zone | Zone | 6NP:CORR3 | Zone Mean Air Temperature | Hourly |  | C
472 | 5977 | Avg | Zone | Zone | 6NP:CORR3 | Zone Operative Temperature | Hourly |  | C
473 | 5978 | Avg | Zone | Zone | 6NP:CORR4 | Zone Mean Air Temperature | Hourly |  | C
474 | 5979 | Avg | Zone | Zone | 6NP:CORR4 | Zone Operative Temperature | Hourly |  | C
475 | 5980 | Avg | Zone | Zone | 6NP:CORR5 | Zone Mean Air Temperature | Hourly |  | C
476 | 5981 | Avg | Zone | Zone | 6NP:CORR5 | Zone Operative Temperature | Hourly |  | C
477 | 5982 | Avg | Zone | Zone | 6NP:MECH1 | Zone Mean Air Temperature | Hourly |  | C
478 | 5983 | Avg | Zone | Zone | 6NP:MECH1 | Zone Operative Temperature | Hourly |  | C
479 | 5984 | Avg | Zone | Zone | 6NP:WC1 | Zone Mean Air Temperature | Hourly |  | C
480 | 5985 | Avg | Zone | Zone | 6NP:WC1 | Zone Operative Temperature | Hourly |  | C
481 | 5986 | Avg | Zone | Zone | 6NP:SHAFT2 | Zone Mean Air Temperature | Hourly |  | C
482 | 5987 | Avg | Zone | Zone | 6NP:SHAFT2 | Zone Operative Temperature | Hourly |  | C
483 | 5988 | Avg | Zone | Zone | 6NP:SHAFT3 | Zone Mean Air Temperature | Hourly |  | C
484 | 5989 | Avg | Zone | Zone | 6NP:SHAFT3 | Zone Operative Temperature | Hourly |  | C
485 | 5990 | Avg | Zone | Zone | 6NP:CORR6 | Zone Mean Air Temperature | Hourly |  | C
486 | 5991 | Avg | Zone | Zone | 6NP:CORR6 | Zone Operative Temperature | Hourly |  | C
487 | 5992 | Avg | Zone | Zone | 6NP:STORE | Zone Mean Air Temperature | Hourly |  | C
488 | 5993 | Avg | Zone | Zone | 6NP:STORE | Zone Operative Temperature | Hourly |  | C
489 | 5994 | Avg | Zone | Zone | 6NP:SHAFT4 | Zone Mean Air Temperature | Hourly |  | C
490 | 5995 | Avg | Zone | Zone | 6NP:SHAFT4 | Zone Operative Temperature | Hourly |  | C
491 | 5996 | Avg | Zone | Zone | 6NP:KITCH | Zone Mean Air Temperature | Hourly |  | C
492 | 5997 | Avg | Zone | Zone | 6NP:KITCH | Zone Operative Temperature | Hourly |  | C
493 | 5998 | Avg | Zone | Zone | 6NP:WC2 | Zone Mean Air Temperature | Hourly |  | C
494 | 5999 | Avg | Zone | Zone | 6NP:WC2 | Zone Operative Temperature | Hourly |  | C
495 | 6000 | Avg | Zone | Zone | 6NP:OFFICETYPE3CT | Zone Mean Air Temperature | Hourly |  | C
496 | 6001 | Avg | Zone | Zone | 6NP:OFFICETYPE3CT | Zone Operative Temperature | Hourly |  | C
497 | 6002 | Avg | Zone | Zone | 6NP:WC3 | Zone Mean Air Temperature | Hourly |  | C
498 | 6003 | Avg | Zone | Zone | 6NP:WC3 | Zone Operative Temperature | Hourly |  | C
499 | 6004 | Avg | Zone | Zone | 6NP:OFF7 | Zone Mean Air Temperature | Hourly |  | C
500 | 6005 | Avg | Zone | Zone | 6NP:OFF7 | Zone Operative Temperature | Hourly |  | C
501 | 6006 | Avg | Zone | Zone | 6NP:MECH | Zone Mean Air Temperature | Hourly |  | C
502 | 6007 | Avg | Zone | Zone | 6NP:MECH | Zone Operative Temperature | Hourly |  | C
503 | 6008 | Avg | Zone | Zone | 6NP:OFFICE | Zone Mean Air Temperature | Hourly |  | C
504 | 6009 | Avg | Zone | Zone | 6NP:OFFICE | Zone Operative Temperature | Hourly |  | C
505 | 6010 | Avg | Zone | Zone | 6NP:SHAFT | Zone Mean Air Temperature | Hourly |  | C
506 | 6011 | Avg | Zone | Zone | 6NP:SHAFT | Zone Operative Temperature | Hourly |  | C
507 | 6012 | Avg | Zone | Zone | 6NP:WC | Zone Mean Air Temperature | Hourly |  | C
508 | 6013 | Avg | Zone | Zone | 6NP:WC | Zone Operative Temperature | Hourly |  | C
509 | 6014 | Avg | Zone | Zone | 6NP:CORR | Zone Mean Air Temperature | Hourly |  | C
510 | 6015 | Avg | Zone | Zone | 6NP:CORR | Zone Operative Temperature | Hourly |  | C
511 | 6016 | Avg | Zone | Zone | 6NP:OFF8 | Zone Mean Air Temperature | Hourly |  | C
512 | 6017 | Avg | Zone | Zone | 6NP:OFF8 | Zone Operative Temperature | Hourly |  | C
513 | 6018 | Avg | Zone | Zone | 6NP:OFF9 | Zone Mean Air Temperature | Hourly |  | C
514 | 6019 | Avg | Zone | Zone | 6NP:OFF9 | Zone Operative Temperature | Hourly |  | C
515 | 6020 | Avg | Zone | Zone | 6NP:OFFICETYPE3CT/1 | Zone Mean Air Temperature | Hourly |  | C
516 | 6021 | Avg | Zone | Zone | 6NP:OFFICETYPE3CT/1 | Zone Operative Temperature | Hourly |  | C
517 | 6022 | Avg | Zone | Zone | 7NP:MECH | Zone Mean Air Temperature | Hourly |  | C
518 | 6023 | Avg | Zone | Zone | 7NP:MECH | Zone Operative Temperature | Hourly |  | C
519 | 10189 | Avg | System | HVAC System | 4NP:CORR1 WATER CONVECTOR | Baseboard Total Heating Rate | Hourly |  | W
520 | 10190 | Avg | System | HVAC System | 4NP:CORR1 WATER CONVECTOR | Baseboard Water Inlet Temperature | Hourly |  | C
521 | 10191 | Avg | System | HVAC System | 4NP:CORR1 WATER CONVECTOR | Baseboard Water Outlet Temperature | Hourly |  | C
522 | 10194 | Avg | System | HVAC System | 4NP:CORR2 WATER CONVECTOR | Baseboard Total Heating Rate | Hourly |  | W
523 | 10195 | Avg | System | HVAC System | 4NP:CORR2 WATER CONVECTOR | Baseboard Water Inlet Temperature | Hourly |  | C
524 | 10196 | Avg | System | HVAC System | 4NP:CORR2 WATER CONVECTOR | Baseboard Water Outlet Temperature | Hourly |  | C
525 | 10199 | Avg | System | HVAC System | 4NP:WC1 WATER CONVECTOR | Baseboard Total Heating Rate | Hourly |  | W
526 | 10200 | Avg | System | HVAC System | 4NP:WC1 WATER CONVECTOR | Baseboard Water Inlet Temperature | Hourly |  | C
527 | 10201 | Avg | System | HVAC System | 4NP:WC1 WATER CONVECTOR | Baseboard Water Outlet Temperature | Hourly |  | C
528 | 10204 | Avg | System | HVAC System | 4NP:CORR3 WATER CONVECTOR | Baseboard Total Heating Rate | Hourly |  | W
529 | 10205 | Avg | System | HVAC System | 4NP:CORR3 WATER CONVECTOR | Baseboard Water Inlet Temperature | Hourly |  | C
530 | 10206 | Avg | System | HVAC System | 4NP:CORR3 WATER CONVECTOR | Baseboard Water Outlet Temperature | Hourly |  | C
531 | 10209 | Avg | System | HVAC System | 4NP:CORR4 WATER CONVECTOR | Baseboard Total Heating Rate | Hourly |  | W
532 | 10210 | Avg | System | HVAC System | 4NP:CORR4 WATER CONVECTOR | Baseboard Water Inlet Temperature | Hourly |  | C
533 | 10211 | Avg | System | HVAC System | 4NP:CORR4 WATER CONVECTOR | Baseboard Water Outlet Temperature | Hourly |  | C
534 | 10214 | Avg | System | HVAC System | 4NP:CORR5 WATER CONVECTOR | Baseboard Total Heating Rate | Hourly |  | W
535 | 10215 | Avg | System | HVAC System | 4NP:CORR5 WATER CONVECTOR | Baseboard Water Inlet Temperature | Hourly |  | C
536 | 10216 | Avg | System | HVAC System | 4NP:CORR5 WATER CONVECTOR | Baseboard Water Outlet Temperature | Hourly |  | C
537 | 10219 | Avg | System | HVAC System | 4NP:KITCH WATER CONVECTOR | Baseboard Total Heating Rate | Hourly |  | W
538 | 10220 | Avg | System | HVAC System | 4NP:KITCH WATER CONVECTOR | Baseboard Water Inlet Temperature | Hourly |  | C
539 | 10221 | Avg | System | HVAC System | 4NP:KITCH WATER CONVECTOR | Baseboard Water Outlet Temperature | Hourly |  | C
540 | 10224 | Avg | System | HVAC System | 4NP:WC2 WATER CONVECTOR | Baseboard Total Heating Rate | Hourly |  | W
541 | 10225 | Avg | System | HVAC System | 4NP:WC2 WATER CONVECTOR | Baseboard Water Inlet Temperature | Hourly |  | C
542 | 10226 | Avg | System | HVAC System | 4NP:WC2 WATER CONVECTOR | Baseboard Water Outlet Temperature | Hourly |  | C
543 | 10229 | Avg | System | HVAC System | 4NP:WC3 WATER CONVECTOR | Baseboard Total Heating Rate | Hourly |  | W
544 | 10230 | Avg | System | HVAC System | 4NP:WC3 WATER CONVECTOR | Baseboard Water Inlet Temperature | Hourly |  | C
545 | 10231 | Avg | System | HVAC System | 4NP:WC3 WATER CONVECTOR | Baseboard Water Outlet Temperature | Hourly |  | C
546 | 10234 | Avg | System | HVAC System | 4NP:CORR6 WATER CONVECTOR | Baseboard Total Heating Rate | Hourly |  | W
547 | 10235 | Avg | System | HVAC System | 4NP:CORR6 WATER CONVECTOR | Baseboard Water Inlet Temperature | Hourly |  | C
548 | 10236 | Avg | System | HVAC System | 4NP:CORR6 WATER CONVECTOR | Baseboard Water Outlet Temperature | Hourly |  | C
549 | 10239 | Avg | System | HVAC System | 4NP:WC WATER CONVECTOR | Baseboard Total Heating Rate | Hourly |  | W
550 | 10240 | Avg | System | HVAC System | 4NP:WC WATER CONVECTOR | Baseboard Water Inlet Temperature | Hourly |  | C
551 | 10241 | Avg | System | HVAC System | 4NP:WC WATER CONVECTOR | Baseboard Water Outlet Temperature | Hourly |  | C
552 | 10244 | Avg | System | HVAC System | 4NP:CORR WATER CONVECTOR | Baseboard Total Heating Rate | Hourly |  | W
553 | 10245 | Avg | System | HVAC System | 4NP:CORR WATER CONVECTOR | Baseboard Water Inlet Temperature | Hourly |  | C
554 | 10246 | Avg | System | HVAC System | 4NP:CORR WATER CONVECTOR | Baseboard Water Outlet Temperature | Hourly |  | C
555 | 10249 | Avg | System | HVAC System | 4NP:LOBBY WATER CONVECTOR | Baseboard Total Heating Rate | Hourly |  | W
556 | 10250 | Avg | System | HVAC System | 4NP:LOBBY WATER CONVECTOR | Baseboard Water Inlet Temperature | Hourly |  | C
557 | 10251 | Avg | System | HVAC System | 4NP:LOBBY WATER CONVECTOR | Baseboard Water Outlet Temperature | Hourly |  | C
558 | 10254 | Avg | System | HVAC System | 3NP:CORR1 WATER CONVECTOR | Baseboard Total Heating Rate | Hourly |  | W
559 | 10255 | Avg | System | HVAC System | 3NP:CORR1 WATER CONVECTOR | Baseboard Water Inlet Temperature | Hourly |  | C
560 | 10256 | Avg | System | HVAC System | 3NP:CORR1 WATER CONVECTOR | Baseboard Water Outlet Temperature | Hourly |  | C
561 | 10259 | Avg | System | HVAC System | 3NP:CORR2 WATER CONVECTOR | Baseboard Total Heating Rate | Hourly |  | W
562 | 10260 | Avg | System | HVAC System | 3NP:CORR2 WATER CONVECTOR | Baseboard Water Inlet Temperature | Hourly |  | C
563 | 10261 | Avg | System | HVAC System | 3NP:CORR2 WATER CONVECTOR | Baseboard Water Outlet Temperature | Hourly |  | C
564 | 10264 | Avg | System | HVAC System | 3NP:CORR3 WATER CONVECTOR | Baseboard Total Heating Rate | Hourly |  | W
565 | 10265 | Avg | System | HVAC System | 3NP:CORR3 WATER CONVECTOR | Baseboard Water Inlet Temperature | Hourly |  | C
566 | 10266 | Avg | System | HVAC System | 3NP:CORR3 WATER CONVECTOR | Baseboard Water Outlet Temperature | Hourly |  | C
567 | 10269 | Avg | System | HVAC System | 3NP:WC1 WATER CONVECTOR | Baseboard Total Heating Rate | Hourly |  | W
568 | 10270 | Avg | System | HVAC System | 3NP:WC1 WATER CONVECTOR | Baseboard Water Inlet Temperature | Hourly |  | C
569 | 10271 | Avg | System | HVAC System | 3NP:WC1 WATER CONVECTOR | Baseboard Water Outlet Temperature | Hourly |  | C
570 | 10274 | Avg | System | HVAC System | 3NP:WC2 WATER CONVECTOR | Baseboard Total Heating Rate | Hourly |  | W
571 | 10275 | Avg | System | HVAC System | 3NP:WC2 WATER CONVECTOR | Baseboard Water Inlet Temperature | Hourly |  | C
572 | 10276 | Avg | System | HVAC System | 3NP:WC2 WATER CONVECTOR | Baseboard Water Outlet Temperature | Hourly |  | C
573 | 10279 | Avg | System | HVAC System | 3NP:CORR4 WATER CONVECTOR | Baseboard Total Heating Rate | Hourly |  | W
574 | 10280 | Avg | System | HVAC System | 3NP:CORR4 WATER CONVECTOR | Baseboard Water Inlet Temperature | Hourly |  | C
575 | 10281 | Avg | System | HVAC System | 3NP:CORR4 WATER CONVECTOR | Baseboard Water Outlet Temperature | Hourly |  | C
576 | 10284 | Avg | System | HVAC System | 3NP:WC3 WATER CONVECTOR | Baseboard Total Heating Rate | Hourly |  | W
577 | 10285 | Avg | System | HVAC System | 3NP:WC3 WATER CONVECTOR | Baseboard Water Inlet Temperature | Hourly |  | C
578 | 10286 | Avg | System | HVAC System | 3NP:WC3 WATER CONVECTOR | Baseboard Water Outlet Temperature | Hourly |  | C
579 | 10289 | Avg | System | HVAC System | 3NP:LOBBY WATER CONVECTOR | Baseboard Total Heating Rate | Hourly |  | W
580 | 10290 | Avg | System | HVAC System | 3NP:LOBBY WATER CONVECTOR | Baseboard Water Inlet Temperature | Hourly |  | C
581 | 10291 | Avg | System | HVAC System | 3NP:LOBBY WATER CONVECTOR | Baseboard Water Outlet Temperature | Hourly |  | C
582 | 10294 | Avg | System | HVAC System | 3NP:WC4 WATER CONVECTOR | Baseboard Total Heating Rate | Hourly |  | W
583 | 10295 | Avg | System | HVAC System | 3NP:WC4 WATER CONVECTOR | Baseboard Water Inlet Temperature | Hourly |  | C
584 | 10296 | Avg | System | HVAC System | 3NP:WC4 WATER CONVECTOR | Baseboard Water Outlet Temperature | Hourly |  | C
585 | 10299 | Avg | System | HVAC System | 3NP:WC WATER CONVECTOR | Baseboard Total Heating Rate | Hourly |  | W
586 | 10300 | Avg | System | HVAC System | 3NP:WC WATER CONVECTOR | Baseboard Water Inlet Temperature | Hourly |  | C
587 | 10301 | Avg | System | HVAC System | 3NP:WC WATER CONVECTOR | Baseboard Water Outlet Temperature | Hourly |  | C
588 | 10304 | Avg | System | HVAC System | 3NP:CORR WATER CONVECTOR | Baseboard Total Heating Rate | Hourly |  | W
589 | 10305 | Avg | System | HVAC System | 3NP:CORR WATER CONVECTOR | Baseboard Water Inlet Temperature | Hourly |  | C
590 | 10306 | Avg | System | HVAC System | 3NP:CORR WATER CONVECTOR | Baseboard Water Outlet Temperature | Hourly |  | C
591 | 10309 | Avg | System | HVAC System | 5NP:CORR1 WATER CONVECTOR | Baseboard Total Heating Rate | Hourly |  | W
592 | 10310 | Avg | System | HVAC System | 5NP:CORR1 WATER CONVECTOR | Baseboard Water Inlet Temperature | Hourly |  | C
593 | 10311 | Avg | System | HVAC System | 5NP:CORR1 WATER CONVECTOR | Baseboard Water Outlet Temperature | Hourly |  | C
594 | 10314 | Avg | System | HVAC System | 5NP:CORR2 WATER CONVECTOR | Baseboard Total Heating Rate | Hourly |  | W
595 | 10315 | Avg | System | HVAC System | 5NP:CORR2 WATER CONVECTOR | Baseboard Water Inlet Temperature | Hourly |  | C
596 | 10316 | Avg | System | HVAC System | 5NP:CORR2 WATER CONVECTOR | Baseboard Water Outlet Temperature | Hourly |  | C
597 | 10319 | Avg | System | HVAC System | 5NP:WC1 WATER CONVECTOR | Baseboard Total Heating Rate | Hourly |  | W
598 | 10320 | Avg | System | HVAC System | 5NP:WC1 WATER CONVECTOR | Baseboard Water Inlet Temperature | Hourly |  | C
599 | 10321 | Avg | System | HVAC System | 5NP:WC1 WATER CONVECTOR | Baseboard Water Outlet Temperature | Hourly |  | C
600 | 10324 | Avg | System | HVAC System | 5NP:CORR3 WATER CONVECTOR | Baseboard Total Heating Rate | Hourly |  | W
601 | 10325 | Avg | System | HVAC System | 5NP:CORR3 WATER CONVECTOR | Baseboard Water Inlet Temperature | Hourly |  | C
602 | 10326 | Avg | System | HVAC System | 5NP:CORR3 WATER CONVECTOR | Baseboard Water Outlet Temperature | Hourly |  | C
603 | 10329 | Avg | System | HVAC System | 5NP:CORR4 WATER CONVECTOR | Baseboard Total Heating Rate | Hourly |  | W
604 | 10330 | Avg | System | HVAC System | 5NP:CORR4 WATER CONVECTOR | Baseboard Water Inlet Temperature | Hourly |  | C
605 | 10331 | Avg | System | HVAC System | 5NP:CORR4 WATER CONVECTOR | Baseboard Water Outlet Temperature | Hourly |  | C
606 | 10334 | Avg | System | HVAC System | 5NP:OFF1 WATER CONVECTOR | Baseboard Total Heating Rate | Hourly |  | W
607 | 10335 | Avg | System | HVAC System | 5NP:OFF1 WATER CONVECTOR | Baseboard Water Inlet Temperature | Hourly |  | C
608 | 10336 | Avg | System | HVAC System | 5NP:OFF1 WATER CONVECTOR | Baseboard Water Outlet Temperature | Hourly |  | C
609 | 10339 | Avg | System | HVAC System | 5NP:CORR5 WATER CONVECTOR | Baseboard Total Heating Rate | Hourly |  | W
610 | 10340 | Avg | System | HVAC System | 5NP:CORR5 WATER CONVECTOR | Baseboard Water Inlet Temperature | Hourly |  | C
611 | 10341 | Avg | System | HVAC System | 5NP:CORR5 WATER CONVECTOR | Baseboard Water Outlet Temperature | Hourly |  | C
612 | 10344 | Avg | System | HVAC System | 5NP:KITCH WATER CONVECTOR | Baseboard Total Heating Rate | Hourly |  | W
613 | 10345 | Avg | System | HVAC System | 5NP:KITCH WATER CONVECTOR | Baseboard Water Inlet Temperature | Hourly |  | C
614 | 10346 | Avg | System | HVAC System | 5NP:KITCH WATER CONVECTOR | Baseboard Water Outlet Temperature | Hourly |  | C
615 | 10349 | Avg | System | HVAC System | 5NP:WC2 WATER CONVECTOR | Baseboard Total Heating Rate | Hourly |  | W
616 | 10350 | Avg | System | HVAC System | 5NP:WC2 WATER CONVECTOR | Baseboard Water Inlet Temperature | Hourly |  | C
617 | 10351 | Avg | System | HVAC System | 5NP:WC2 WATER CONVECTOR | Baseboard Water Outlet Temperature | Hourly |  | C
618 | 10354 | Avg | System | HVAC System | 5NP:OFF2 WATER CONVECTOR | Baseboard Total Heating Rate | Hourly |  | W
619 | 10355 | Avg | System | HVAC System | 5NP:OFF2 WATER CONVECTOR | Baseboard Water Inlet Temperature | Hourly |  | C
620 | 10356 | Avg | System | HVAC System | 5NP:OFF2 WATER CONVECTOR | Baseboard Water Outlet Temperature | Hourly |  | C
621 | 10359 | Avg | System | HVAC System | 5NP:OFF3 WATER CONVECTOR | Baseboard Total Heating Rate | Hourly |  | W
622 | 10360 | Avg | System | HVAC System | 5NP:OFF3 WATER CONVECTOR | Baseboard Water Inlet Temperature | Hourly |  | C
623 | 10361 | Avg | System | HVAC System | 5NP:OFF3 WATER CONVECTOR | Baseboard Water Outlet Temperature | Hourly |  | C
624 | 10364 | Avg | System | HVAC System | 5NP:OFF4 WATER CONVECTOR | Baseboard Total Heating Rate | Hourly |  | W
625 | 10365 | Avg | System | HVAC System | 5NP:OFF4 WATER CONVECTOR | Baseboard Water Inlet Temperature | Hourly |  | C
626 | 10366 | Avg | System | HVAC System | 5NP:OFF4 WATER CONVECTOR | Baseboard Water Outlet Temperature | Hourly |  | C
627 | 10369 | Avg | System | HVAC System | 5NP:WC3 WATER CONVECTOR | Baseboard Total Heating Rate | Hourly |  | W
628 | 10370 | Avg | System | HVAC System | 5NP:WC3 WATER CONVECTOR | Baseboard Water Inlet Temperature | Hourly |  | C
629 | 10371 | Avg | System | HVAC System | 5NP:WC3 WATER CONVECTOR | Baseboard Water Outlet Temperature | Hourly |  | C
630 | 10374 | Avg | System | HVAC System | 5NP:CORR6 WATER CONVECTOR | Baseboard Total Heating Rate | Hourly |  | W
631 | 10375 | Avg | System | HVAC System | 5NP:CORR6 WATER CONVECTOR | Baseboard Water Inlet Temperature | Hourly |  | C
632 | 10376 | Avg | System | HVAC System | 5NP:CORR6 WATER CONVECTOR | Baseboard Water Outlet Temperature | Hourly |  | C
633 | 10379 | Avg | System | HVAC System | 5NP:OFFICE WATER CONVECTOR | Baseboard Total Heating Rate | Hourly |  | W
634 | 10380 | Avg | System | HVAC System | 5NP:OFFICE WATER CONVECTOR | Baseboard Water Inlet Temperature | Hourly |  | C
635 | 10381 | Avg | System | HVAC System | 5NP:OFFICE WATER CONVECTOR | Baseboard Water Outlet Temperature | Hourly |  | C
636 | 10384 | Avg | System | HVAC System | 5NP:OFF8 WATER CONVECTOR | Baseboard Total Heating Rate | Hourly |  | W
637 | 10385 | Avg | System | HVAC System | 5NP:OFF8 WATER CONVECTOR | Baseboard Water Inlet Temperature | Hourly |  | C
638 | 10386 | Avg | System | HVAC System | 5NP:OFF8 WATER CONVECTOR | Baseboard Water Outlet Temperature | Hourly |  | C
639 | 10389 | Avg | System | HVAC System | 5NP:WC WATER CONVECTOR | Baseboard Total Heating Rate | Hourly |  | W
640 | 10390 | Avg | System | HVAC System | 5NP:WC WATER CONVECTOR | Baseboard Water Inlet Temperature | Hourly |  | C
641 | 10391 | Avg | System | HVAC System | 5NP:WC WATER CONVECTOR | Baseboard Water Outlet Temperature | Hourly |  | C
642 | 10394 | Avg | System | HVAC System | 5NP:CORR WATER CONVECTOR | Baseboard Total Heating Rate | Hourly |  | W
643 | 10395 | Avg | System | HVAC System | 5NP:CORR WATER CONVECTOR | Baseboard Water Inlet Temperature | Hourly |  | C
644 | 10396 | Avg | System | HVAC System | 5NP:CORR WATER CONVECTOR | Baseboard Water Outlet Temperature | Hourly |  | C
645 | 10399 | Avg | System | HVAC System | 5NP:OFFICETYPE2 WATER CONVECTOR | Baseboard Total Heating Rate | Hourly |  | W
646 | 10400 | Avg | System | HVAC System | 5NP:OFFICETYPE2 WATER CONVECTOR | Baseboard Water Inlet Temperature | Hourly |  | C
647 | 10401 | Avg | System | HVAC System | 5NP:OFFICETYPE2 WATER CONVECTOR | Baseboard Water Outlet Temperature | Hourly |  | C
648 | 10404 | Avg | System | HVAC System | 5NP:OFF7 WATER CONVECTOR | Baseboard Total Heating Rate | Hourly |  | W
649 | 10405 | Avg | System | HVAC System | 5NP:OFF7 WATER CONVECTOR | Baseboard Water Inlet Temperature | Hourly |  | C
650 | 10406 | Avg | System | HVAC System | 5NP:OFF7 WATER CONVECTOR | Baseboard Water Outlet Temperature | Hourly |  | C
651 | 10409 | Avg | System | HVAC System | 5NP:OFF5 WATER CONVECTOR | Baseboard Total Heating Rate | Hourly |  | W
652 | 10410 | Avg | System | HVAC System | 5NP:OFF5 WATER CONVECTOR | Baseboard Water Inlet Temperature | Hourly |  | C
653 | 10411 | Avg | System | HVAC System | 5NP:OFF5 WATER CONVECTOR | Baseboard Water Outlet Temperature | Hourly |  | C
654 | 10414 | Avg | System | HVAC System | 5NP:OFF9 WATER CONVECTOR | Baseboard Total Heating Rate | Hourly |  | W
655 | 10415 | Avg | System | HVAC System | 5NP:OFF9 WATER CONVECTOR | Baseboard Water Inlet Temperature | Hourly |  | C
656 | 10416 | Avg | System | HVAC System | 5NP:OFF9 WATER CONVECTOR | Baseboard Water Outlet Temperature | Hourly |  | C
657 | 10419 | Avg | System | HVAC System | 5NP:LOBBY WATER CONVECTOR | Baseboard Total Heating Rate | Hourly |  | W
658 | 10420 | Avg | System | HVAC System | 5NP:LOBBY WATER CONVECTOR | Baseboard Water Inlet Temperature | Hourly |  | C
659 | 10421 | Avg | System | HVAC System | 5NP:LOBBY WATER CONVECTOR | Baseboard Water Outlet Temperature | Hourly |  | C
660 | 10424 | Avg | System | HVAC System | 5NP:OFF WATER CONVECTOR | Baseboard Total Heating Rate | Hourly |  | W
661 | 10425 | Avg | System | HVAC System | 5NP:OFF WATER CONVECTOR | Baseboard Water Inlet Temperature | Hourly |  | C
662 | 10426 | Avg | System | HVAC System | 5NP:OFF WATER CONVECTOR | Baseboard Water Outlet Temperature | Hourly |  | C
663 | 10429 | Avg | System | HVAC System | 6NP:OFF1 WATER CONVECTOR | Baseboard Total Heating Rate | Hourly |  | W
664 | 10430 | Avg | System | HVAC System | 6NP:OFF1 WATER CONVECTOR | Baseboard Water Inlet Temperature | Hourly |  | C
665 | 10431 | Avg | System | HVAC System | 6NP:OFF1 WATER CONVECTOR | Baseboard Water Outlet Temperature | Hourly |  | C
666 | 10434 | Avg | System | HVAC System | 6NP:CORR1 WATER CONVECTOR | Baseboard Total Heating Rate | Hourly |  | W
667 | 10435 | Avg | System | HVAC System | 6NP:CORR1 WATER CONVECTOR | Baseboard Water Inlet Temperature | Hourly |  | C
668 | 10436 | Avg | System | HVAC System | 6NP:CORR1 WATER CONVECTOR | Baseboard Water Outlet Temperature | Hourly |  | C
669 | 10439 | Avg | System | HVAC System | 6NP:OFF2 WATER CONVECTOR | Baseboard Total Heating Rate | Hourly |  | W
670 | 10440 | Avg | System | HVAC System | 6NP:OFF2 WATER CONVECTOR | Baseboard Water Inlet Temperature | Hourly |  | C
671 | 10441 | Avg | System | HVAC System | 6NP:OFF2 WATER CONVECTOR | Baseboard Water Outlet Temperature | Hourly |  | C
672 | 10444 | Avg | System | HVAC System | 6NP:OFF3 WATER CONVECTOR | Baseboard Total Heating Rate | Hourly |  | W
673 | 10445 | Avg | System | HVAC System | 6NP:OFF3 WATER CONVECTOR | Baseboard Water Inlet Temperature | Hourly |  | C
674 | 10446 | Avg | System | HVAC System | 6NP:OFF3 WATER CONVECTOR | Baseboard Water Outlet Temperature | Hourly |  | C
675 | 10449 | Avg | System | HVAC System | 6NP:OFF4 WATER CONVECTOR | Baseboard Total Heating Rate | Hourly |  | W
676 | 10450 | Avg | System | HVAC System | 6NP:OFF4 WATER CONVECTOR | Baseboard Water Inlet Temperature | Hourly |  | C
677 | 10451 | Avg | System | HVAC System | 6NP:OFF4 WATER CONVECTOR | Baseboard Water Outlet Temperature | Hourly |  | C
678 | 10454 | Avg | System | HVAC System | 6NP:LOBBY WATER CONVECTOR | Baseboard Total Heating Rate | Hourly |  | W
679 | 10455 | Avg | System | HVAC System | 6NP:LOBBY WATER CONVECTOR | Baseboard Water Inlet Temperature | Hourly |  | C
680 | 10456 | Avg | System | HVAC System | 6NP:LOBBY WATER CONVECTOR | Baseboard Water Outlet Temperature | Hourly |  | C
681 | 10459 | Avg | System | HVAC System | 6NP:OFF5 WATER CONVECTOR | Baseboard Total Heating Rate | Hourly |  | W
682 | 10460 | Avg | System | HVAC System | 6NP:OFF5 WATER CONVECTOR | Baseboard Water Inlet Temperature | Hourly |  | C
683 | 10461 | Avg | System | HVAC System | 6NP:OFF5 WATER CONVECTOR | Baseboard Water Outlet Temperature | Hourly |  | C
684 | 10464 | Avg | System | HVAC System | 6NP:CORR2 WATER CONVECTOR | Baseboard Total Heating Rate | Hourly |  | W
685 | 10465 | Avg | System | HVAC System | 6NP:CORR2 WATER CONVECTOR | Baseboard Water Inlet Temperature | Hourly |  | C
686 | 10466 | Avg | System | HVAC System | 6NP:CORR2 WATER CONVECTOR | Baseboard Water Outlet Temperature | Hourly |  | C
687 | 10469 | Avg | System | HVAC System | 6NP:CORR3 WATER CONVECTOR | Baseboard Total Heating Rate | Hourly |  | W
688 | 10470 | Avg | System | HVAC System | 6NP:CORR3 WATER CONVECTOR | Baseboard Water Inlet Temperature | Hourly |  | C
689 | 10471 | Avg | System | HVAC System | 6NP:CORR3 WATER CONVECTOR | Baseboard Water Outlet Temperature | Hourly |  | C
690 | 10474 | Avg | System | HVAC System | 6NP:CORR4 WATER CONVECTOR | Baseboard Total Heating Rate | Hourly |  | W
691 | 10475 | Avg | System | HVAC System | 6NP:CORR4 WATER CONVECTOR | Baseboard Water Inlet Temperature | Hourly |  | C
692 | 10476 | Avg | System | HVAC System | 6NP:CORR4 WATER CONVECTOR | Baseboard Water Outlet Temperature | Hourly |  | C
693 | 10479 | Avg | System | HVAC System | 6NP:CORR5 WATER CONVECTOR | Baseboard Total Heating Rate | Hourly |  | W
694 | 10480 | Avg | System | HVAC System | 6NP:CORR5 WATER CONVECTOR | Baseboard Water Inlet Temperature | Hourly |  | C
695 | 10481 | Avg | System | HVAC System | 6NP:CORR5 WATER CONVECTOR | Baseboard Water Outlet Temperature | Hourly |  | C
696 | 10484 | Avg | System | HVAC System | 6NP:WC1 WATER CONVECTOR | Baseboard Total Heating Rate | Hourly |  | W
697 | 10485 | Avg | System | HVAC System | 6NP:WC1 WATER CONVECTOR | Baseboard Water Inlet Temperature | Hourly |  | C
698 | 10486 | Avg | System | HVAC System | 6NP:WC1 WATER CONVECTOR | Baseboard Water Outlet Temperature | Hourly |  | C
699 | 10489 | Avg | System | HVAC System | 6NP:CORR6 WATER CONVECTOR | Baseboard Total Heating Rate | Hourly |  | W
700 | 10490 | Avg | System | HVAC System | 6NP:CORR6 WATER CONVECTOR | Baseboard Water Inlet Temperature | Hourly |  | C
701 | 10491 | Avg | System | HVAC System | 6NP:CORR6 WATER CONVECTOR | Baseboard Water Outlet Temperature | Hourly |  | C
702 | 10494 | Avg | System | HVAC System | 6NP:KITCH WATER CONVECTOR | Baseboard Total Heating Rate | Hourly |  | W
703 | 10495 | Avg | System | HVAC System | 6NP:KITCH WATER CONVECTOR | Baseboard Water Inlet Temperature | Hourly |  | C
704 | 10496 | Avg | System | HVAC System | 6NP:KITCH WATER CONVECTOR | Baseboard Water Outlet Temperature | Hourly |  | C
705 | 10499 | Avg | System | HVAC System | 6NP:WC2 WATER CONVECTOR | Baseboard Total Heating Rate | Hourly |  | W
706 | 10500 | Avg | System | HVAC System | 6NP:WC2 WATER CONVECTOR | Baseboard Water Inlet Temperature | Hourly |  | C
707 | 10501 | Avg | System | HVAC System | 6NP:WC2 WATER CONVECTOR | Baseboard Water Outlet Temperature | Hourly |  | C
708 | 10504 | Avg | System | HVAC System | 6NP:OFFICETYPE3CT WATER CONVECTOR | Baseboard Total Heating Rate | Hourly |  | W
709 | 10505 | Avg | System | HVAC System | 6NP:OFFICETYPE3CT WATER CONVECTOR | Baseboard Water Inlet Temperature | Hourly |  | C
710 | 10506 | Avg | System | HVAC System | 6NP:OFFICETYPE3CT WATER CONVECTOR | Baseboard Water Outlet Temperature | Hourly |  | C
711 | 10509 | Avg | System | HVAC System | 6NP:WC3 WATER CONVECTOR | Baseboard Total Heating Rate | Hourly |  | W
712 | 10510 | Avg | System | HVAC System | 6NP:WC3 WATER CONVECTOR | Baseboard Water Inlet Temperature | Hourly |  | C
713 | 10511 | Avg | System | HVAC System | 6NP:WC3 WATER CONVECTOR | Baseboard Water Outlet Temperature | Hourly |  | C
714 | 10514 | Avg | System | HVAC System | 6NP:OFF7 WATER CONVECTOR | Baseboard Total Heating Rate | Hourly |  | W
715 | 10515 | Avg | System | HVAC System | 6NP:OFF7 WATER CONVECTOR | Baseboard Water Inlet Temperature | Hourly |  | C
716 | 10516 | Avg | System | HVAC System | 6NP:OFF7 WATER CONVECTOR | Baseboard Water Outlet Temperature | Hourly |  | C
717 | 10519 | Avg | System | HVAC System | 6NP:OFFICE WATER CONVECTOR | Baseboard Total Heating Rate | Hourly |  | W
718 | 10520 | Avg | System | HVAC System | 6NP:OFFICE WATER CONVECTOR | Baseboard Water Inlet Temperature | Hourly |  | C
719 | 10521 | Avg | System | HVAC System | 6NP:OFFICE WATER CONVECTOR | Baseboard Water Outlet Temperature | Hourly |  | C
720 | 10524 | Avg | System | HVAC System | 6NP:WC WATER CONVECTOR | Baseboard Total Heating Rate | Hourly |  | W
721 | 10525 | Avg | System | HVAC System | 6NP:WC WATER CONVECTOR | Baseboard Water Inlet Temperature | Hourly |  | C
722 | 10526 | Avg | System | HVAC System | 6NP:WC WATER CONVECTOR | Baseboard Water Outlet Temperature | Hourly |  | C
723 | 10529 | Avg | System | HVAC System | 6NP:CORR WATER CONVECTOR | Baseboard Total Heating Rate | Hourly |  | W
724 | 10530 | Avg | System | HVAC System | 6NP:CORR WATER CONVECTOR | Baseboard Water Inlet Temperature | Hourly |  | C
725 | 10531 | Avg | System | HVAC System | 6NP:CORR WATER CONVECTOR | Baseboard Water Outlet Temperature | Hourly |  | C
726 | 10534 | Avg | System | HVAC System | 6NP:OFF8 WATER CONVECTOR | Baseboard Total Heating Rate | Hourly |  | W
727 | 10535 | Avg | System | HVAC System | 6NP:OFF8 WATER CONVECTOR | Baseboard Water Inlet Temperature | Hourly |  | C
728 | 10536 | Avg | System | HVAC System | 6NP:OFF8 WATER CONVECTOR | Baseboard Water Outlet Temperature | Hourly |  | C
729 | 10539 | Avg | System | HVAC System | 6NP:OFF9 WATER CONVECTOR | Baseboard Total Heating Rate | Hourly |  | W
730 | 10540 | Avg | System | HVAC System | 6NP:OFF9 WATER CONVECTOR | Baseboard Water Inlet Temperature | Hourly |  | C
731 | 10541 | Avg | System | HVAC System | 6NP:OFF9 WATER CONVECTOR | Baseboard Water Outlet Temperature | Hourly |  | C
732 | 10544 | Avg | System | HVAC System | 6NP:OFFICETYPE3CT/1 WATER CONVECTOR | Baseboard Total Heating Rate | Hourly |  | W
733 | 10545 | Avg | System | HVAC System | 6NP:OFFICETYPE3CT/1 WATER CONVECTOR | Baseboard Water Inlet Temperature | Hourly |  | C
734 | 10546 | Avg | System | HVAC System | 6NP:OFFICETYPE3CT/1 WATER CONVECTOR | Baseboard Water Outlet Temperature | Hourly |  | C
735 | 10549 | Avg | System | HVAC System | 3NP:OFF1 WATER CONVECTOR | Baseboard Total Heating Rate | Hourly |  | W
736 | 10550 | Avg | System | HVAC System | 3NP:OFF1 WATER CONVECTOR | Baseboard Water Inlet Temperature | Hourly |  | C
737 | 10551 | Avg | System | HVAC System | 3NP:OFF1 WATER CONVECTOR | Baseboard Water Outlet Temperature | Hourly |  | C
738 | 10554 | Avg | System | HVAC System | 3NP:OFF2 WATER CONVECTOR | Baseboard Total Heating Rate | Hourly |  | W
739 | 10555 | Avg | System | HVAC System | 3NP:OFF2 WATER CONVECTOR | Baseboard Water Inlet Temperature | Hourly |  | C
740 | 10556 | Avg | System | HVAC System | 3NP:OFF2 WATER CONVECTOR | Baseboard Water Outlet Temperature | Hourly |  | C
741 | 10559 | Avg | System | HVAC System | 3NP:OFF3 WATER CONVECTOR | Baseboard Total Heating Rate | Hourly |  | W
742 | 10560 | Avg | System | HVAC System | 3NP:OFF3 WATER CONVECTOR | Baseboard Water Inlet Temperature | Hourly |  | C
743 | 10561 | Avg | System | HVAC System | 3NP:OFF3 WATER CONVECTOR | Baseboard Water Outlet Temperature | Hourly |  | C
744 | 10564 | Avg | System | HVAC System | 3NP:OFF4 WATER CONVECTOR | Baseboard Total Heating Rate | Hourly |  | W
745 | 10565 | Avg | System | HVAC System | 3NP:OFF4 WATER CONVECTOR | Baseboard Water Inlet Temperature | Hourly |  | C
746 | 10566 | Avg | System | HVAC System | 3NP:OFF4 WATER CONVECTOR | Baseboard Water Outlet Temperature | Hourly |  | C
747 | 10569 | Avg | System | HVAC System | 3NP:OFF5 WATER CONVECTOR | Baseboard Total Heating Rate | Hourly |  | W
748 | 10570 | Avg | System | HVAC System | 3NP:OFF5 WATER CONVECTOR | Baseboard Water Inlet Temperature | Hourly |  | C
749 | 10571 | Avg | System | HVAC System | 3NP:OFF5 WATER CONVECTOR | Baseboard Water Outlet Temperature | Hourly |  | C
750 | 10574 | Avg | System | HVAC System | 3NP:OFF6 WATER CONVECTOR | Baseboard Total Heating Rate | Hourly |  | W
751 | 10575 | Avg | System | HVAC System | 3NP:OFF6 WATER CONVECTOR | Baseboard Water Inlet Temperature | Hourly |  | C
752 | 10576 | Avg | System | HVAC System | 3NP:OFF6 WATER CONVECTOR | Baseboard Water Outlet Temperature | Hourly |  | C
753 | 10579 | Avg | System | HVAC System | 3NP:OFF7 WATER CONVECTOR | Baseboard Total Heating Rate | Hourly |  | W
754 | 10580 | Avg | System | HVAC System | 3NP:OFF7 WATER CONVECTOR | Baseboard Water Inlet Temperature | Hourly |  | C
755 | 10581 | Avg | System | HVAC System | 3NP:OFF7 WATER CONVECTOR | Baseboard Water Outlet Temperature | Hourly |  | C
756 | 10584 | Avg | System | HVAC System | 3NP:OFF WATER CONVECTOR | Baseboard Total Heating Rate | Hourly |  | W
757 | 10585 | Avg | System | HVAC System | 3NP:OFF WATER CONVECTOR | Baseboard Water Inlet Temperature | Hourly |  | C
758 | 10586 | Avg | System | HVAC System | 3NP:OFF WATER CONVECTOR | Baseboard Water Outlet Temperature | Hourly |  | C
759 | 10589 | Avg | System | HVAC System | 4NP:OFF1 WATER CONVECTOR | Baseboard Total Heating Rate | Hourly |  | W
760 | 10590 | Avg | System | HVAC System | 4NP:OFF1 WATER CONVECTOR | Baseboard Water Inlet Temperature | Hourly |  | C
761 | 10591 | Avg | System | HVAC System | 4NP:OFF1 WATER CONVECTOR | Baseboard Water Outlet Temperature | Hourly |  | C
762 | 10594 | Avg | System | HVAC System | 4NP:OFF2 WATER CONVECTOR | Baseboard Total Heating Rate | Hourly |  | W
763 | 10595 | Avg | System | HVAC System | 4NP:OFF2 WATER CONVECTOR | Baseboard Water Inlet Temperature | Hourly |  | C
764 | 10596 | Avg | System | HVAC System | 4NP:OFF2 WATER CONVECTOR | Baseboard Water Outlet Temperature | Hourly |  | C
765 | 10599 | Avg | System | HVAC System | 4NP:OFF3 WATER CONVECTOR | Baseboard Total Heating Rate | Hourly |  | W
766 | 10600 | Avg | System | HVAC System | 4NP:OFF3 WATER CONVECTOR | Baseboard Water Inlet Temperature | Hourly |  | C
767 | 10601 | Avg | System | HVAC System | 4NP:OFF3 WATER CONVECTOR | Baseboard Water Outlet Temperature | Hourly |  | C
768 | 10604 | Avg | System | HVAC System | 4NP:OFF4 WATER CONVECTOR | Baseboard Total Heating Rate | Hourly |  | W
769 | 10605 | Avg | System | HVAC System | 4NP:OFF4 WATER CONVECTOR | Baseboard Water Inlet Temperature | Hourly |  | C
770 | 10606 | Avg | System | HVAC System | 4NP:OFF4 WATER CONVECTOR | Baseboard Water Outlet Temperature | Hourly |  | C
771 | 10609 | Avg | System | HVAC System | 4NP:OFFICE WATER CONVECTOR | Baseboard Total Heating Rate | Hourly |  | W
772 | 10610 | Avg | System | HVAC System | 4NP:OFFICE WATER CONVECTOR | Baseboard Water Inlet Temperature | Hourly |  | C
773 | 10611 | Avg | System | HVAC System | 4NP:OFFICE WATER CONVECTOR | Baseboard Water Outlet Temperature | Hourly |  | C
774 | 10614 | Avg | System | HVAC System | 4NP:OFF5 WATER CONVECTOR | Baseboard Total Heating Rate | Hourly |  | W
775 | 10615 | Avg | System | HVAC System | 4NP:OFF5 WATER CONVECTOR | Baseboard Water Inlet Temperature | Hourly |  | C
776 | 10616 | Avg | System | HVAC System | 4NP:OFF5 WATER CONVECTOR | Baseboard Water Outlet Temperature | Hourly |  | C
777 | 10619 | Avg | System | HVAC System | 4NP:OFF6 WATER CONVECTOR | Baseboard Total Heating Rate | Hourly |  | W
778 | 10620 | Avg | System | HVAC System | 4NP:OFF6 WATER CONVECTOR | Baseboard Water Inlet Temperature | Hourly |  | C
779 | 10621 | Avg | System | HVAC System | 4NP:OFF6 WATER CONVECTOR | Baseboard Water Outlet Temperature | Hourly |  | C
780 | 10624 | Avg | System | HVAC System | 4NP:OFF7 WATER CONVECTOR | Baseboard Total Heating Rate | Hourly |  | W
781 | 10625 | Avg | System | HVAC System | 4NP:OFF7 WATER CONVECTOR | Baseboard Water Inlet Temperature | Hourly |  | C
782 | 10626 | Avg | System | HVAC System | 4NP:OFF7 WATER CONVECTOR | Baseboard Water Outlet Temperature | Hourly |  | C
783 | 10629 | Avg | System | HVAC System | 4NP:OFF8 WATER CONVECTOR | Baseboard Total Heating Rate | Hourly |  | W
784 | 10630 | Avg | System | HVAC System | 4NP:OFF8 WATER CONVECTOR | Baseboard Water Inlet Temperature | Hourly |  | C
785 | 10631 | Avg | System | HVAC System | 4NP:OFF8 WATER CONVECTOR | Baseboard Water Outlet Temperature | Hourly |  | C
786 | 10634 | Avg | System | HVAC System | 4NP:OFF9 WATER CONVECTOR | Baseboard Total Heating Rate | Hourly |  | W
787 | 10635 | Avg | System | HVAC System | 4NP:OFF9 WATER CONVECTOR | Baseboard Water Inlet Temperature | Hourly |  | C
788 | 10636 | Avg | System | HVAC System | 4NP:OFF9 WATER CONVECTOR | Baseboard Water Outlet Temperature | Hourly |  | C
789 | 10639 | Avg | System | HVAC System | 4NP:OFF WATER CONVECTOR | Baseboard Total Heating Rate | Hourly |  | W
790 | 10640 | Avg | System | HVAC System | 4NP:OFF WATER CONVECTOR | Baseboard Water Inlet Temperature | Hourly |  | C
791 | 10641 | Avg | System | HVAC System | 4NP:OFF WATER CONVECTOR | Baseboard Water Outlet Temperature | Hourly |  | C
792 | 11126 | Avg | System | HVAC System | 4NP:CORR1 PTAC | Zone Packaged Terminal Air Conditioner Total Heating Rate | Hourly |  | W
793 | 11127 | Avg | System | HVAC System | 4NP:CORR1 PTAC | Zone Packaged Terminal Air Conditioner Total Cooling Rate | Hourly |  | W
794 | 11128 | Avg | System | HVAC System | 4NP:CORR2 PTAC | Zone Packaged Terminal Air Conditioner Total Heating Rate | Hourly |  | W
795 | 11129 | Avg | System | HVAC System | 4NP:CORR2 PTAC | Zone Packaged Terminal Air Conditioner Total Cooling Rate | Hourly |  | W
796 | 11130 | Avg | System | HVAC System | 4NP:WC1 PTAC | Zone Packaged Terminal Air Conditioner Total Heating Rate | Hourly |  | W
797 | 11131 | Avg | System | HVAC System | 4NP:WC1 PTAC | Zone Packaged Terminal Air Conditioner Total Cooling Rate | Hourly |  | W
798 | 11132 | Avg | System | HVAC System | 4NP:CORR3 PTAC | Zone Packaged Terminal Air Conditioner Total Heating Rate | Hourly |  | W
799 | 11133 | Avg | System | HVAC System | 4NP:CORR3 PTAC | Zone Packaged Terminal Air Conditioner Total Cooling Rate | Hourly |  | W
800 | 11134 | Avg | System | HVAC System | 4NP:CORR4 PTAC | Zone Packaged Terminal Air Conditioner Total Heating Rate | Hourly |  | W
801 | 11135 | Avg | System | HVAC System | 4NP:CORR4 PTAC | Zone Packaged Terminal Air Conditioner Total Cooling Rate | Hourly |  | W
802 | 11136 | Avg | System | HVAC System | 4NP:CORR5 PTAC | Zone Packaged Terminal Air Conditioner Total Heating Rate | Hourly |  | W
803 | 11137 | Avg | System | HVAC System | 4NP:CORR5 PTAC | Zone Packaged Terminal Air Conditioner Total Cooling Rate | Hourly |  | W
804 | 11138 | Avg | System | HVAC System | 4NP:KITCH PTAC | Zone Packaged Terminal Air Conditioner Total Heating Rate | Hourly |  | W
805 | 11139 | Avg | System | HVAC System | 4NP:KITCH PTAC | Zone Packaged Terminal Air Conditioner Total Cooling Rate | Hourly |  | W
806 | 11140 | Avg | System | HVAC System | 4NP:WC2 PTAC | Zone Packaged Terminal Air Conditioner Total Heating Rate | Hourly |  | W
807 | 11141 | Avg | System | HVAC System | 4NP:WC2 PTAC | Zone Packaged Terminal Air Conditioner Total Cooling Rate | Hourly |  | W
808 | 11142 | Avg | System | HVAC System | 4NP:WC3 PTAC | Zone Packaged Terminal Air Conditioner Total Heating Rate | Hourly |  | W
809 | 11143 | Avg | System | HVAC System | 4NP:WC3 PTAC | Zone Packaged Terminal Air Conditioner Total Cooling Rate | Hourly |  | W
810 | 11144 | Avg | System | HVAC System | 4NP:CORR6 PTAC | Zone Packaged Terminal Air Conditioner Total Heating Rate | Hourly |  | W
811 | 11145 | Avg | System | HVAC System | 4NP:CORR6 PTAC | Zone Packaged Terminal Air Conditioner Total Cooling Rate | Hourly |  | W
812 | 11146 | Avg | System | HVAC System | 4NP:WC PTAC | Zone Packaged Terminal Air Conditioner Total Heating Rate | Hourly |  | W
813 | 11147 | Avg | System | HVAC System | 4NP:WC PTAC | Zone Packaged Terminal Air Conditioner Total Cooling Rate | Hourly |  | W
814 | 11148 | Avg | System | HVAC System | 4NP:CORR PTAC | Zone Packaged Terminal Air Conditioner Total Heating Rate | Hourly |  | W
815 | 11149 | Avg | System | HVAC System | 4NP:CORR PTAC | Zone Packaged Terminal Air Conditioner Total Cooling Rate | Hourly |  | W
816 | 11150 | Avg | System | HVAC System | 4NP:LOBBY PTAC | Zone Packaged Terminal Air Conditioner Total Heating Rate | Hourly |  | W
817 | 11151 | Avg | System | HVAC System | 4NP:LOBBY PTAC | Zone Packaged Terminal Air Conditioner Total Cooling Rate | Hourly |  | W
818 | 11152 | Avg | System | HVAC System | 5NP:CORR1 PTAC | Zone Packaged Terminal Air Conditioner Total Heating Rate | Hourly |  | W
819 | 11153 | Avg | System | HVAC System | 5NP:CORR1 PTAC | Zone Packaged Terminal Air Conditioner Total Cooling Rate | Hourly |  | W
820 | 11154 | Avg | System | HVAC System | 5NP:CORR2 PTAC | Zone Packaged Terminal Air Conditioner Total Heating Rate | Hourly |  | W
821 | 11155 | Avg | System | HVAC System | 5NP:CORR2 PTAC | Zone Packaged Terminal Air Conditioner Total Cooling Rate | Hourly |  | W
822 | 11156 | Avg | System | HVAC System | 5NP:WC1 PTAC | Zone Packaged Terminal Air Conditioner Total Heating Rate | Hourly |  | W
823 | 11157 | Avg | System | HVAC System | 5NP:WC1 PTAC | Zone Packaged Terminal Air Conditioner Total Cooling Rate | Hourly |  | W
824 | 11158 | Avg | System | HVAC System | 5NP:CORR3 PTAC | Zone Packaged Terminal Air Conditioner Total Heating Rate | Hourly |  | W
825 | 11159 | Avg | System | HVAC System | 5NP:CORR3 PTAC | Zone Packaged Terminal Air Conditioner Total Cooling Rate | Hourly |  | W
826 | 11160 | Avg | System | HVAC System | 5NP:CORR4 PTAC | Zone Packaged Terminal Air Conditioner Total Heating Rate | Hourly |  | W
827 | 11161 | Avg | System | HVAC System | 5NP:CORR4 PTAC | Zone Packaged Terminal Air Conditioner Total Cooling Rate | Hourly |  | W
828 | 11162 | Avg | System | HVAC System | 5NP:OFF1 PTAC | Zone Packaged Terminal Air Conditioner Total Heating Rate | Hourly |  | W
829 | 11163 | Avg | System | HVAC System | 5NP:OFF1 PTAC | Zone Packaged Terminal Air Conditioner Total Cooling Rate | Hourly |  | W
830 | 11164 | Avg | System | HVAC System | 5NP:CORR5 PTAC | Zone Packaged Terminal Air Conditioner Total Heating Rate | Hourly |  | W
831 | 11165 | Avg | System | HVAC System | 5NP:CORR5 PTAC | Zone Packaged Terminal Air Conditioner Total Cooling Rate | Hourly |  | W
832 | 11166 | Avg | System | HVAC System | 5NP:KITCH PTAC | Zone Packaged Terminal Air Conditioner Total Heating Rate | Hourly |  | W
833 | 11167 | Avg | System | HVAC System | 5NP:KITCH PTAC | Zone Packaged Terminal Air Conditioner Total Cooling Rate | Hourly |  | W
834 | 11168 | Avg | System | HVAC System | 5NP:WC2 PTAC | Zone Packaged Terminal Air Conditioner Total Heating Rate | Hourly |  | W
835 | 11169 | Avg | System | HVAC System | 5NP:WC2 PTAC | Zone Packaged Terminal Air Conditioner Total Cooling Rate | Hourly |  | W
836 | 11170 | Avg | System | HVAC System | 5NP:OFF2 PTAC | Zone Packaged Terminal Air Conditioner Total Heating Rate | Hourly |  | W
837 | 11171 | Avg | System | HVAC System | 5NP:OFF2 PTAC | Zone Packaged Terminal Air Conditioner Total Cooling Rate | Hourly |  | W
838 | 11172 | Avg | System | HVAC System | 5NP:OFF3 PTAC | Zone Packaged Terminal Air Conditioner Total Heating Rate | Hourly |  | W
839 | 11173 | Avg | System | HVAC System | 5NP:OFF3 PTAC | Zone Packaged Terminal Air Conditioner Total Cooling Rate | Hourly |  | W
840 | 11174 | Avg | System | HVAC System | 5NP:OFF4 PTAC | Zone Packaged Terminal Air Conditioner Total Heating Rate | Hourly |  | W
841 | 11175 | Avg | System | HVAC System | 5NP:OFF4 PTAC | Zone Packaged Terminal Air Conditioner Total Cooling Rate | Hourly |  | W
842 | 11176 | Avg | System | HVAC System | 5NP:WC3 PTAC | Zone Packaged Terminal Air Conditioner Total Heating Rate | Hourly |  | W
843 | 11177 | Avg | System | HVAC System | 5NP:WC3 PTAC | Zone Packaged Terminal Air Conditioner Total Cooling Rate | Hourly |  | W
844 | 11178 | Avg | System | HVAC System | 5NP:CORR6 PTAC | Zone Packaged Terminal Air Conditioner Total Heating Rate | Hourly |  | W
845 | 11179 | Avg | System | HVAC System | 5NP:CORR6 PTAC | Zone Packaged Terminal Air Conditioner Total Cooling Rate | Hourly |  | W
846 | 11180 | Avg | System | HVAC System | 5NP:OFFICE PTAC | Zone Packaged Terminal Air Conditioner Total Heating Rate | Hourly |  | W
847 | 11181 | Avg | System | HVAC System | 5NP:OFFICE PTAC | Zone Packaged Terminal Air Conditioner Total Cooling Rate | Hourly |  | W
848 | 11182 | Avg | System | HVAC System | 5NP:OFF8 PTAC | Zone Packaged Terminal Air Conditioner Total Heating Rate | Hourly |  | W
849 | 11183 | Avg | System | HVAC System | 5NP:OFF8 PTAC | Zone Packaged Terminal Air Conditioner Total Cooling Rate | Hourly |  | W
850 | 11184 | Avg | System | HVAC System | 5NP:WC PTAC | Zone Packaged Terminal Air Conditioner Total Heating Rate | Hourly |  | W
851 | 11185 | Avg | System | HVAC System | 5NP:WC PTAC | Zone Packaged Terminal Air Conditioner Total Cooling Rate | Hourly |  | W
852 | 11186 | Avg | System | HVAC System | 5NP:CORR PTAC | Zone Packaged Terminal Air Conditioner Total Heating Rate | Hourly |  | W
853 | 11187 | Avg | System | HVAC System | 5NP:CORR PTAC | Zone Packaged Terminal Air Conditioner Total Cooling Rate | Hourly |  | W
854 | 11188 | Avg | System | HVAC System | 5NP:OFFICETYPE2 PTAC | Zone Packaged Terminal Air Conditioner Total Heating Rate | Hourly |  | W
855 | 11189 | Avg | System | HVAC System | 5NP:OFFICETYPE2 PTAC | Zone Packaged Terminal Air Conditioner Total Cooling Rate | Hourly |  | W
856 | 11190 | Avg | System | HVAC System | 5NP:OFF7 PTAC | Zone Packaged Terminal Air Conditioner Total Heating Rate | Hourly |  | W
857 | 11191 | Avg | System | HVAC System | 5NP:OFF7 PTAC | Zone Packaged Terminal Air Conditioner Total Cooling Rate | Hourly |  | W
858 | 11192 | Avg | System | HVAC System | 5NP:OFF5 PTAC | Zone Packaged Terminal Air Conditioner Total Heating Rate | Hourly |  | W
859 | 11193 | Avg | System | HVAC System | 5NP:OFF5 PTAC | Zone Packaged Terminal Air Conditioner Total Cooling Rate | Hourly |  | W
860 | 11194 | Avg | System | HVAC System | 5NP:OFF9 PTAC | Zone Packaged Terminal Air Conditioner Total Heating Rate | Hourly |  | W
861 | 11195 | Avg | System | HVAC System | 5NP:OFF9 PTAC | Zone Packaged Terminal Air Conditioner Total Cooling Rate | Hourly |  | W
862 | 11196 | Avg | System | HVAC System | 5NP:LOBBY PTAC | Zone Packaged Terminal Air Conditioner Total Heating Rate | Hourly |  | W
863 | 11197 | Avg | System | HVAC System | 5NP:LOBBY PTAC | Zone Packaged Terminal Air Conditioner Total Cooling Rate | Hourly |  | W
864 | 11198 | Avg | System | HVAC System | 5NP:OFF PTAC | Zone Packaged Terminal Air Conditioner Total Heating Rate | Hourly |  | W
865 | 11199 | Avg | System | HVAC System | 5NP:OFF PTAC | Zone Packaged Terminal Air Conditioner Total Cooling Rate | Hourly |  | W
866 | 11200 | Avg | System | HVAC System | 6NP:OFF1 PTAC | Zone Packaged Terminal Air Conditioner Total Heating Rate | Hourly |  | W
867 | 11201 | Avg | System | HVAC System | 6NP:OFF1 PTAC | Zone Packaged Terminal Air Conditioner Total Cooling Rate | Hourly |  | W
868 | 11202 | Avg | System | HVAC System | 6NP:CORR1 PTAC | Zone Packaged Terminal Air Conditioner Total Heating Rate | Hourly |  | W
869 | 11203 | Avg | System | HVAC System | 6NP:CORR1 PTAC | Zone Packaged Terminal Air Conditioner Total Cooling Rate | Hourly |  | W
870 | 11204 | Avg | System | HVAC System | 6NP:OFF2 PTAC | Zone Packaged Terminal Air Conditioner Total Heating Rate | Hourly |  | W
871 | 11205 | Avg | System | HVAC System | 6NP:OFF2 PTAC | Zone Packaged Terminal Air Conditioner Total Cooling Rate | Hourly |  | W
872 | 11206 | Avg | System | HVAC System | 6NP:OFF3 PTAC | Zone Packaged Terminal Air Conditioner Total Heating Rate | Hourly |  | W
873 | 11207 | Avg | System | HVAC System | 6NP:OFF3 PTAC | Zone Packaged Terminal Air Conditioner Total Cooling Rate | Hourly |  | W
874 | 11208 | Avg | System | HVAC System | 6NP:OFF4 PTAC | Zone Packaged Terminal Air Conditioner Total Heating Rate | Hourly |  | W
875 | 11209 | Avg | System | HVAC System | 6NP:OFF4 PTAC | Zone Packaged Terminal Air Conditioner Total Cooling Rate | Hourly |  | W
876 | 11210 | Avg | System | HVAC System | 6NP:LOBBY PTAC | Zone Packaged Terminal Air Conditioner Total Heating Rate | Hourly |  | W
877 | 11211 | Avg | System | HVAC System | 6NP:LOBBY PTAC | Zone Packaged Terminal Air Conditioner Total Cooling Rate | Hourly |  | W
878 | 11212 | Avg | System | HVAC System | 6NP:OFF5 PTAC | Zone Packaged Terminal Air Conditioner Total Heating Rate | Hourly |  | W
879 | 11213 | Avg | System | HVAC System | 6NP:OFF5 PTAC | Zone Packaged Terminal Air Conditioner Total Cooling Rate | Hourly |  | W
880 | 11214 | Avg | System | HVAC System | 6NP:CORR2 PTAC | Zone Packaged Terminal Air Conditioner Total Heating Rate | Hourly |  | W
881 | 11215 | Avg | System | HVAC System | 6NP:CORR2 PTAC | Zone Packaged Terminal Air Conditioner Total Cooling Rate | Hourly |  | W
882 | 11216 | Avg | System | HVAC System | 6NP:CORR3 PTAC | Zone Packaged Terminal Air Conditioner Total Heating Rate | Hourly |  | W
883 | 11217 | Avg | System | HVAC System | 6NP:CORR3 PTAC | Zone Packaged Terminal Air Conditioner Total Cooling Rate | Hourly |  | W
884 | 11218 | Avg | System | HVAC System | 6NP:CORR4 PTAC | Zone Packaged Terminal Air Conditioner Total Heating Rate | Hourly |  | W
885 | 11219 | Avg | System | HVAC System | 6NP:CORR4 PTAC | Zone Packaged Terminal Air Conditioner Total Cooling Rate | Hourly |  | W
886 | 11220 | Avg | System | HVAC System | 6NP:CORR5 PTAC | Zone Packaged Terminal Air Conditioner Total Heating Rate | Hourly |  | W
887 | 11221 | Avg | System | HVAC System | 6NP:CORR5 PTAC | Zone Packaged Terminal Air Conditioner Total Cooling Rate | Hourly |  | W
888 | 11222 | Avg | System | HVAC System | 6NP:WC1 PTAC | Zone Packaged Terminal Air Conditioner Total Heating Rate | Hourly |  | W
889 | 11223 | Avg | System | HVAC System | 6NP:WC1 PTAC | Zone Packaged Terminal Air Conditioner Total Cooling Rate | Hourly |  | W
890 | 11224 | Avg | System | HVAC System | 6NP:CORR6 PTAC | Zone Packaged Terminal Air Conditioner Total Heating Rate | Hourly |  | W
891 | 11225 | Avg | System | HVAC System | 6NP:CORR6 PTAC | Zone Packaged Terminal Air Conditioner Total Cooling Rate | Hourly |  | W
892 | 11226 | Avg | System | HVAC System | 6NP:KITCH PTAC | Zone Packaged Terminal Air Conditioner Total Heating Rate | Hourly |  | W
893 | 11227 | Avg | System | HVAC System | 6NP:KITCH PTAC | Zone Packaged Terminal Air Conditioner Total Cooling Rate | Hourly |  | W
894 | 11228 | Avg | System | HVAC System | 6NP:WC2 PTAC | Zone Packaged Terminal Air Conditioner Total Heating Rate | Hourly |  | W
895 | 11229 | Avg | System | HVAC System | 6NP:WC2 PTAC | Zone Packaged Terminal Air Conditioner Total Cooling Rate | Hourly |  | W
896 | 11230 | Avg | System | HVAC System | 6NP:OFFICETYPE3CT PTAC | Zone Packaged Terminal Air Conditioner Total Heating Rate | Hourly |  | W
897 | 11231 | Avg | System | HVAC System | 6NP:OFFICETYPE3CT PTAC | Zone Packaged Terminal Air Conditioner Total Cooling Rate | Hourly |  | W
898 | 11232 | Avg | System | HVAC System | 6NP:WC3 PTAC | Zone Packaged Terminal Air Conditioner Total Heating Rate | Hourly |  | W
899 | 11233 | Avg | System | HVAC System | 6NP:WC3 PTAC | Zone Packaged Terminal Air Conditioner Total Cooling Rate | Hourly |  | W
900 | 11234 | Avg | System | HVAC System | 6NP:OFF7 PTAC | Zone Packaged Terminal Air Conditioner Total Heating Rate | Hourly |  | W
901 | 11235 | Avg | System | HVAC System | 6NP:OFF7 PTAC | Zone Packaged Terminal Air Conditioner Total Cooling Rate | Hourly |  | W
902 | 11236 | Avg | System | HVAC System | 6NP:OFFICE PTAC | Zone Packaged Terminal Air Conditioner Total Heating Rate | Hourly |  | W
903 | 11237 | Avg | System | HVAC System | 6NP:OFFICE PTAC | Zone Packaged Terminal Air Conditioner Total Cooling Rate | Hourly |  | W
904 | 11238 | Avg | System | HVAC System | 6NP:WC PTAC | Zone Packaged Terminal Air Conditioner Total Heating Rate | Hourly |  | W
905 | 11239 | Avg | System | HVAC System | 6NP:WC PTAC | Zone Packaged Terminal Air Conditioner Total Cooling Rate | Hourly |  | W
906 | 11240 | Avg | System | HVAC System | 6NP:CORR PTAC | Zone Packaged Terminal Air Conditioner Total Heating Rate | Hourly |  | W
907 | 11241 | Avg | System | HVAC System | 6NP:CORR PTAC | Zone Packaged Terminal Air Conditioner Total Cooling Rate | Hourly |  | W
908 | 11242 | Avg | System | HVAC System | 6NP:OFF8 PTAC | Zone Packaged Terminal Air Conditioner Total Heating Rate | Hourly |  | W
909 | 11243 | Avg | System | HVAC System | 6NP:OFF8 PTAC | Zone Packaged Terminal Air Conditioner Total Cooling Rate | Hourly |  | W
910 | 11244 | Avg | System | HVAC System | 6NP:OFF9 PTAC | Zone Packaged Terminal Air Conditioner Total Heating Rate | Hourly |  | W
911 | 11245 | Avg | System | HVAC System | 6NP:OFF9 PTAC | Zone Packaged Terminal Air Conditioner Total Cooling Rate | Hourly |  | W
912 | 11246 | Avg | System | HVAC System | 6NP:OFFICETYPE3CT/1 PTAC | Zone Packaged Terminal Air Conditioner Total Heating Rate | Hourly |  | W
913 | 11247 | Avg | System | HVAC System | 6NP:OFFICETYPE3CT/1 PTAC | Zone Packaged Terminal Air Conditioner Total Cooling Rate | Hourly |  | W
914 | 11248 | Avg | System | HVAC System | 3NP:OFF1 PTAC | Zone Packaged Terminal Air Conditioner Total Heating Rate | Hourly |  | W
915 | 11249 | Avg | System | HVAC System | 3NP:OFF1 PTAC | Zone Packaged Terminal Air Conditioner Total Cooling Rate | Hourly |  | W
916 | 11250 | Avg | System | HVAC System | 3NP:OFF2 PTAC | Zone Packaged Terminal Air Conditioner Total Heating Rate | Hourly |  | W
917 | 11251 | Avg | System | HVAC System | 3NP:OFF2 PTAC | Zone Packaged Terminal Air Conditioner Total Cooling Rate | Hourly |  | W
918 | 11252 | Avg | System | HVAC System | 3NP:OFF3 PTAC | Zone Packaged Terminal Air Conditioner Total Heating Rate | Hourly |  | W
919 | 11253 | Avg | System | HVAC System | 3NP:OFF3 PTAC | Zone Packaged Terminal Air Conditioner Total Cooling Rate | Hourly |  | W
920 | 11254 | Avg | System | HVAC System | 3NP:OFF4 PTAC | Zone Packaged Terminal Air Conditioner Total Heating Rate | Hourly |  | W
921 | 11255 | Avg | System | HVAC System | 3NP:OFF4 PTAC | Zone Packaged Terminal Air Conditioner Total Cooling Rate | Hourly |  | W
922 | 11256 | Avg | System | HVAC System | 3NP:OFF5 PTAC | Zone Packaged Terminal Air Conditioner Total Heating Rate | Hourly |  | W
923 | 11257 | Avg | System | HVAC System | 3NP:OFF5 PTAC | Zone Packaged Terminal Air Conditioner Total Cooling Rate | Hourly |  | W
924 | 11258 | Avg | System | HVAC System | 3NP:OFF6 PTAC | Zone Packaged Terminal Air Conditioner Total Heating Rate | Hourly |  | W
925 | 11259 | Avg | System | HVAC System | 3NP:OFF6 PTAC | Zone Packaged Terminal Air Conditioner Total Cooling Rate | Hourly |  | W
926 | 11260 | Avg | System | HVAC System | 3NP:OFF7 PTAC | Zone Packaged Terminal Air Conditioner Total Heating Rate | Hourly |  | W
927 | 11261 | Avg | System | HVAC System | 3NP:OFF7 PTAC | Zone Packaged Terminal Air Conditioner Total Cooling Rate | Hourly |  | W
928 | 11262 | Avg | System | HVAC System | 3NP:OFF PTAC | Zone Packaged Terminal Air Conditioner Total Heating Rate | Hourly |  | W
929 | 11263 | Avg | System | HVAC System | 3NP:OFF PTAC | Zone Packaged Terminal Air Conditioner Total Cooling Rate | Hourly |  | W
930 | 11264 | Avg | System | HVAC System | 4NP:OFF1 PTAC | Zone Packaged Terminal Air Conditioner Total Heating Rate | Hourly |  | W
931 | 11265 | Avg | System | HVAC System | 4NP:OFF1 PTAC | Zone Packaged Terminal Air Conditioner Total Cooling Rate | Hourly |  | W
932 | 11266 | Avg | System | HVAC System | 4NP:OFF2 PTAC | Zone Packaged Terminal Air Conditioner Total Heating Rate | Hourly |  | W
933 | 11267 | Avg | System | HVAC System | 4NP:OFF2 PTAC | Zone Packaged Terminal Air Conditioner Total Cooling Rate | Hourly |  | W
934 | 11268 | Avg | System | HVAC System | 4NP:OFF3 PTAC | Zone Packaged Terminal Air Conditioner Total Heating Rate | Hourly |  | W
935 | 11269 | Avg | System | HVAC System | 4NP:OFF3 PTAC | Zone Packaged Terminal Air Conditioner Total Cooling Rate | Hourly |  | W
936 | 11270 | Avg | System | HVAC System | 4NP:OFF4 PTAC | Zone Packaged Terminal Air Conditioner Total Heating Rate | Hourly |  | W
937 | 11271 | Avg | System | HVAC System | 4NP:OFF4 PTAC | Zone Packaged Terminal Air Conditioner Total Cooling Rate | Hourly |  | W
938 | 11272 | Avg | System | HVAC System | 4NP:OFFICE PTAC | Zone Packaged Terminal Air Conditioner Total Heating Rate | Hourly |  | W
939 | 11273 | Avg | System | HVAC System | 4NP:OFFICE PTAC | Zone Packaged Terminal Air Conditioner Total Cooling Rate | Hourly |  | W
940 | 11274 | Avg | System | HVAC System | 4NP:OFF5 PTAC | Zone Packaged Terminal Air Conditioner Total Heating Rate | Hourly |  | W
941 | 11275 | Avg | System | HVAC System | 4NP:OFF5 PTAC | Zone Packaged Terminal Air Conditioner Total Cooling Rate | Hourly |  | W
942 | 11276 | Avg | System | HVAC System | 4NP:OFF6 PTAC | Zone Packaged Terminal Air Conditioner Total Heating Rate | Hourly |  | W
943 | 11277 | Avg | System | HVAC System | 4NP:OFF6 PTAC | Zone Packaged Terminal Air Conditioner Total Cooling Rate | Hourly |  | W
944 | 11278 | Avg | System | HVAC System | 4NP:OFF7 PTAC | Zone Packaged Terminal Air Conditioner Total Heating Rate | Hourly |  | W
945 | 11279 | Avg | System | HVAC System | 4NP:OFF7 PTAC | Zone Packaged Terminal Air Conditioner Total Cooling Rate | Hourly |  | W
946 | 11280 | Avg | System | HVAC System | 4NP:OFF8 PTAC | Zone Packaged Terminal Air Conditioner Total Heating Rate | Hourly |  | W
947 | 11281 | Avg | System | HVAC System | 4NP:OFF8 PTAC | Zone Packaged Terminal Air Conditioner Total Cooling Rate | Hourly |  | W
948 | 11282 | Avg | System | HVAC System | 4NP:OFF9 PTAC | Zone Packaged Terminal Air Conditioner Total Heating Rate | Hourly |  | W
949 | 11283 | Avg | System | HVAC System | 4NP:OFF9 PTAC | Zone Packaged Terminal Air Conditioner Total Cooling Rate | Hourly |  | W
950 | 11284 | Avg | System | HVAC System | 4NP:OFF PTAC | Zone Packaged Terminal Air Conditioner Total Heating Rate | Hourly |  | W
951 | 11285 | Avg | System | HVAC System | 4NP:OFF PTAC | Zone Packaged Terminal Air Conditioner Total Cooling Rate | Hourly |  | W
952 | 11582 | Avg | System | HVAC System | 3+4NP DEMAND SIDE INLET 1 | System Node Temperature | Hourly |  | C
953 | 11583 | Avg | System | HVAC System | 3+4NP DEMAND SIDE INLET 1 | System Node Temperature | Daily |  | C
954 | 11584 | Avg | System | HVAC System | 3+4NP DEMAND SIDE INLET 1 | System Node Temperature | Monthly |  | C
955 | 11585 | Avg | System | HVAC System | 3+4NP DEMAND SIDE INLET 1 | System Node Mass Flow Rate | Hourly |  | kg/s
956 | 11586 | Avg | System | HVAC System | 3+4NP DEMAND SIDE INLET 1 | System Node Mass Flow Rate | Daily |  | kg/s
957 | 11587 | Avg | System | HVAC System | 3+4NP DEMAND SIDE INLET 1 | System Node Mass Flow Rate | Monthly |  | kg/s
958 | 11588 | Avg | System | HVAC System | 3+4NP SUPPLY SIDE OUTLET 1 | System Node Temperature | Hourly |  | C
959 | 11589 | Avg | System | HVAC System | 3+4NP SUPPLY SIDE OUTLET 1 | System Node Temperature | Daily |  | C
960 | 11590 | Avg | System | HVAC System | 3+4NP SUPPLY SIDE OUTLET 1 | System Node Temperature | Monthly |  | C
961 | 11591 | Avg | System | HVAC System | 3+4NP SUPPLY SIDE OUTLET 1 | System Node Mass Flow Rate | Hourly |  | kg/s
962 | 11592 | Avg | System | HVAC System | 3+4NP SUPPLY SIDE OUTLET 1 | System Node Mass Flow Rate | Daily |  | kg/s
963 | 11593 | Avg | System | HVAC System | 3+4NP SUPPLY SIDE OUTLET 1 | System Node Mass Flow Rate | Monthly |  | kg/s
964 | 11594 | Avg | System | HVAC System | 5NP DEMAND SIDE INLET 1 | System Node Temperature | Hourly |  | C
965 | 11595 | Avg | System | HVAC System | 5NP DEMAND SIDE INLET 1 | System Node Temperature | Daily |  | C
966 | 11596 | Avg | System | HVAC System | 5NP DEMAND SIDE INLET 1 | System Node Temperature | Monthly |  | C
967 | 11597 | Avg | System | HVAC System | 5NP DEMAND SIDE INLET 1 | System Node Mass Flow Rate | Hourly |  | kg/s
968 | 11598 | Avg | System | HVAC System | 5NP DEMAND SIDE INLET 1 | System Node Mass Flow Rate | Daily |  | kg/s
969 | 11599 | Avg | System | HVAC System | 5NP DEMAND SIDE INLET 1 | System Node Mass Flow Rate | Monthly |  | kg/s
970 | 11600 | Avg | System | HVAC System | 5NP SUPPLY SIDE OUTLET 1 | System Node Temperature | Hourly |  | C
971 | 11601 | Avg | System | HVAC System | 5NP SUPPLY SIDE OUTLET 1 | System Node Temperature | Daily |  | C
972 | 11602 | Avg | System | HVAC System | 5NP SUPPLY SIDE OUTLET 1 | System Node Temperature | Monthly |  | C
973 | 11603 | Avg | System | HVAC System | 5NP SUPPLY SIDE OUTLET 1 | System Node Mass Flow Rate | Hourly |  | kg/s
974 | 11604 | Avg | System | HVAC System | 5NP SUPPLY SIDE OUTLET 1 | System Node Mass Flow Rate | Daily |  | kg/s
975 | 11605 | Avg | System | HVAC System | 5NP SUPPLY SIDE OUTLET 1 | System Node Mass Flow Rate | Monthly |  | kg/s
976 | 11606 | Avg | System | HVAC System | 6NP DEMAND SIDE INLET 1 | System Node Temperature | Hourly |  | C
977 | 11607 | Avg | System | HVAC System | 6NP DEMAND SIDE INLET 1 | System Node Temperature | Daily |  | C
978 | 11608 | Avg | System | HVAC System | 6NP DEMAND SIDE INLET 1 | System Node Temperature | Monthly |  | C
979 | 11609 | Avg | System | HVAC System | 6NP DEMAND SIDE INLET 1 | System Node Mass Flow Rate | Hourly |  | kg/s
980 | 11610 | Avg | System | HVAC System | 6NP DEMAND SIDE INLET 1 | System Node Mass Flow Rate | Daily |  | kg/s
981 | 11611 | Avg | System | HVAC System | 6NP DEMAND SIDE INLET 1 | System Node Mass Flow Rate | Monthly |  | kg/s
982 | 11612 | Avg | System | HVAC System | 6NP SUPPLY SIDE OUTLET 1 | System Node Temperature | Hourly |  | C
983 | 11613 | Avg | System | HVAC System | 6NP SUPPLY SIDE OUTLET 1 | System Node Temperature | Daily |  | C
984 | 11614 | Avg | System | HVAC System | 6NP SUPPLY SIDE OUTLET 1 | System Node Temperature | Monthly |  | C
985 | 11615 | Avg | System | HVAC System | 6NP SUPPLY SIDE OUTLET 1 | System Node Mass Flow Rate | Hourly |  | kg/s
986 | 11616 | Avg | System | HVAC System | 6NP SUPPLY SIDE OUTLET 1 | System Node Mass Flow Rate | Daily |  | kg/s
987 | 11617 | Avg | System | HVAC System | 6NP SUPPLY SIDE OUTLET 1 | System Node Mass Flow Rate | Monthly |  | kg/s
988 | 11618 | Avg | System | HVAC System | AIR LOOP DEMAND SIDE INLET 1 | System Node Temperature | Hourly |  | C
989 | 11619 | Avg | System | HVAC System | AIR LOOP DEMAND SIDE INLET 1 | System Node Temperature | Daily |  | C
990 | 11620 | Avg | System | HVAC System | AIR LOOP DEMAND SIDE INLET 1 | System Node Temperature | Monthly |  | C
991 | 11621 | Avg | System | HVAC System | AIR LOOP DEMAND SIDE INLET 1 | System Node Mass Flow Rate | Hourly |  | kg/s
992 | 11622 | Avg | System | HVAC System | AIR LOOP DEMAND SIDE INLET 1 | System Node Mass Flow Rate | Daily |  | kg/s
993 | 11623 | Avg | System | HVAC System | AIR LOOP DEMAND SIDE INLET 1 | System Node Mass Flow Rate | Monthly |  | kg/s
994 | 11624 | Avg | System | HVAC System | AIR LOOP SUPPLY SIDE OUTLET 1 | System Node Temperature | Hourly |  | C
995 | 11625 | Avg | System | HVAC System | AIR LOOP SUPPLY SIDE OUTLET 1 | System Node Temperature | Daily |  | C
996 | 11626 | Avg | System | HVAC System | AIR LOOP SUPPLY SIDE OUTLET 1 | System Node Temperature | Monthly |  | C
997 | 11627 | Avg | System | HVAC System | AIR LOOP SUPPLY SIDE OUTLET 1 | System Node Mass Flow Rate | Hourly |  | kg/s
998 | 11628 | Avg | System | HVAC System | AIR LOOP SUPPLY SIDE OUTLET 1 | System Node Mass Flow Rate | Daily |  | kg/s
999 | 11629 | Avg | System | HVAC System | AIR LOOP SUPPLY SIDE OUTLET 1 | System Node Mass Flow Rate | Monthly |  | kg/s

## Errors
| ErrorIndex | SimulationIndex | ErrorType | ErrorMessage | Count
0 | 1 | 1 | 0 | Timestep: Requested number (2) is less than the suggested minimum of 4. Please see entry for Timestep in Input/Output Reference for discussion of considerations. | 1
1 | 2 | 1 | 0 | ProcessScheduleInput: Schedule:Compact="10003", Schedule Type Limits Name="ON" not found -- will not be validated | 1
2 | 3 | 1 | 0 | GetSurfaceData: There are 90 window/glass door(s) that may cause inaccurate shadowing due to Solar Distribution. For explicit details on each window, use Output:Diagnostics,DisplayExtraWarnings; | 0
3 | 4 | 1 | 0 | CheckUsedConstructions: There are 6 nominally unused constructions in input. For explicit details on each unused construction, use Output:Diagnostics,DisplayExtraWarnings; | 1
4 | 5 | 1 | 0 | Coil:Heating:Electric "3NP:OFF1 PTAC HEATING COIL" The Temperature Setpoint Node Name input is not required for this heating coil because this heating coil is controlled based on the load calculated by the thermostat. ... this heating coil is not controlled by using a temperature setpoint manager. ... if a temperature setpoint is placed at the outlet node of this heating coil, that temperature setpoint will not be used. ... leaving the input field "Temperature Setpoint Node Name" blank will eliminate this warning. | 1
5 | 6 | 1 | 0 | Coil:Heating:Electric "3NP:OFF2 PTAC HEATING COIL" The Temperature Setpoint Node Name input is not required for this heating coil because this heating coil is controlled based on the load calculated by the thermostat. ... this heating coil is not controlled by using a temperature setpoint manager. ... if a temperature setpoint is placed at the outlet node of this heating coil, that temperature setpoint will not be used. ... leaving the input field "Temperature Setpoint Node Name" blank will eliminate this warning. | 1
6 | 7 | 1 | 0 | Coil:Heating:Electric "3NP:OFF3 PTAC HEATING COIL" The Temperature Setpoint Node Name input is not required for this heating coil because this heating coil is controlled based on the load calculated by the thermostat. ... this heating coil is not controlled by using a temperature setpoint manager. ... if a temperature setpoint is placed at the outlet node of this heating coil, that temperature setpoint will not be used. ... leaving the input field "Temperature Setpoint Node Name" blank will eliminate this warning. | 1
7 | 8 | 1 | 0 | Coil:Heating:Electric "3NP:OFF4 PTAC HEATING COIL" The Temperature Setpoint Node Name input is not required for this heating coil because this heating coil is controlled based on the load calculated by the thermostat. ... this heating coil is not controlled by using a temperature setpoint manager. ... if a temperature setpoint is placed at the outlet node of this heating coil, that temperature setpoint will not be used. ... leaving the input field "Temperature Setpoint Node Name" blank will eliminate this warning. | 1
8 | 9 | 1 | 0 | Coil:Heating:Electric "3NP:OFF5 PTAC HEATING COIL" The Temperature Setpoint Node Name input is not required for this heating coil because this heating coil is controlled based on the load calculated by the thermostat. ... this heating coil is not controlled by using a temperature setpoint manager. ... if a temperature setpoint is placed at the outlet node of this heating coil, that temperature setpoint will not be used. ... leaving the input field "Temperature Setpoint Node Name" blank will eliminate this warning. | 1
9 | 10 | 1 | 0 | Coil:Heating:Electric "3NP:OFF6 PTAC HEATING COIL" The Temperature Setpoint Node Name input is not required for this heating coil because this heating coil is controlled based on the load calculated by the thermostat. ... this heating coil is not controlled by using a temperature setpoint manager. ... if a temperature setpoint is placed at the outlet node of this heating coil, that temperature setpoint will not be used. ... leaving the input field "Temperature Setpoint Node Name" blank will eliminate this warning. | 1
10 | 11 | 1 | 0 | Coil:Heating:Electric "3NP:OFF7 PTAC HEATING COIL" The Temperature Setpoint Node Name input is not required for this heating coil because this heating coil is controlled based on the load calculated by the thermostat. ... this heating coil is not controlled by using a temperature setpoint manager. ... if a temperature setpoint is placed at the outlet node of this heating coil, that temperature setpoint will not be used. ... leaving the input field "Temperature Setpoint Node Name" blank will eliminate this warning. | 1
11 | 12 | 1 | 0 | Coil:Heating:Electric "3NP:OFF PTAC HEATING COIL" The Temperature Setpoint Node Name input is not required for this heating coil because this heating coil is controlled based on the load calculated by the thermostat. ... this heating coil is not controlled by using a temperature setpoint manager. ... if a temperature setpoint is placed at the outlet node of this heating coil, that temperature setpoint will not be used. ... leaving the input field "Temperature Setpoint Node Name" blank will eliminate this warning. | 1
12 | 13 | 1 | 0 | Coil:Heating:Electric "4NP:CORR1 PTAC HEATING COIL" The Temperature Setpoint Node Name input is not required for this heating coil because this heating coil is controlled based on the load calculated by the thermostat. ... this heating coil is not controlled by using a temperature setpoint manager. ... if a temperature setpoint is placed at the outlet node of this heating coil, that temperature setpoint will not be used. ... leaving the input field "Temperature Setpoint Node Name" blank will eliminate this warning. | 1
13 | 14 | 1 | 0 | Coil:Heating:Electric "4NP:CORR2 PTAC HEATING COIL" The Temperature Setpoint Node Name input is not required for this heating coil because this heating coil is controlled based on the load calculated by the thermostat. ... this heating coil is not controlled by using a temperature setpoint manager. ... if a temperature setpoint is placed at the outlet node of this heating coil, that temperature setpoint will not be used. ... leaving the input field "Temperature Setpoint Node Name" blank will eliminate this warning. | 1
14 | 15 | 1 | 0 | Coil:Heating:Electric "4NP:WC1 PTAC HEATING COIL" The Temperature Setpoint Node Name input is not required for this heating coil because this heating coil is controlled based on the load calculated by the thermostat. ... this heating coil is not controlled by using a temperature setpoint manager. ... if a temperature setpoint is placed at the outlet node of this heating coil, that temperature setpoint will not be used. ... leaving the input field "Temperature Setpoint Node Name" blank will eliminate this warning. | 1
15 | 16 | 1 | 0 | Coil:Heating:Electric "4NP:CORR3 PTAC HEATING COIL" The Temperature Setpoint Node Name input is not required for this heating coil because this heating coil is controlled based on the load calculated by the thermostat. ... this heating coil is not controlled by using a temperature setpoint manager. ... if a temperature setpoint is placed at the outlet node of this heating coil, that temperature setpoint will not be used. ... leaving the input field "Temperature Setpoint Node Name" blank will eliminate this warning. | 1
16 | 17 | 1 | 0 | Coil:Heating:Electric "4NP:CORR4 PTAC HEATING COIL" The Temperature Setpoint Node Name input is not required for this heating coil because this heating coil is controlled based on the load calculated by the thermostat. ... this heating coil is not controlled by using a temperature setpoint manager. ... if a temperature setpoint is placed at the outlet node of this heating coil, that temperature setpoint will not be used. ... leaving the input field "Temperature Setpoint Node Name" blank will eliminate this warning. | 1
17 | 18 | 1 | 0 | Coil:Heating:Electric "4NP:OFF1 PTAC HEATING COIL" The Temperature Setpoint Node Name input is not required for this heating coil because this heating coil is controlled based on the load calculated by the thermostat. ... this heating coil is not controlled by using a temperature setpoint manager. ... if a temperature setpoint is placed at the outlet node of this heating coil, that temperature setpoint will not be used. ... leaving the input field "Temperature Setpoint Node Name" blank will eliminate this warning. | 1
18 | 19 | 1 | 0 | Coil:Heating:Electric "4NP:CORR5 PTAC HEATING COIL" The Temperature Setpoint Node Name input is not required for this heating coil because this heating coil is controlled based on the load calculated by the thermostat. ... this heating coil is not controlled by using a temperature setpoint manager. ... if a temperature setpoint is placed at the outlet node of this heating coil, that temperature setpoint will not be used. ... leaving the input field "Temperature Setpoint Node Name" blank will eliminate this warning. | 1
19 | 20 | 1 | 0 | Coil:Heating:Electric "4NP:KITCH PTAC HEATING COIL" The Temperature Setpoint Node Name input is not required for this heating coil because this heating coil is controlled based on the load calculated by the thermostat. ... this heating coil is not controlled by using a temperature setpoint manager. ... if a temperature setpoint is placed at the outlet node of this heating coil, that temperature setpoint will not be used. ... leaving the input field "Temperature Setpoint Node Name" blank will eliminate this warning. | 1
20 | 21 | 1 | 0 | Coil:Heating:Electric "4NP:WC2 PTAC HEATING COIL" The Temperature Setpoint Node Name input is not required for this heating coil because this heating coil is controlled based on the load calculated by the thermostat. ... this heating coil is not controlled by using a temperature setpoint manager. ... if a temperature setpoint is placed at the outlet node of this heating coil, that temperature setpoint will not be used. ... leaving the input field "Temperature Setpoint Node Name" blank will eliminate this warning. | 1
21 | 22 | 1 | 0 | Coil:Heating:Electric "4NP:OFF2 PTAC HEATING COIL" The Temperature Setpoint Node Name input is not required for this heating coil because this heating coil is controlled based on the load calculated by the thermostat. ... this heating coil is not controlled by using a temperature setpoint manager. ... if a temperature setpoint is placed at the outlet node of this heating coil, that temperature setpoint will not be used. ... leaving the input field "Temperature Setpoint Node Name" blank will eliminate this warning. | 1
22 | 23 | 1 | 0 | Coil:Heating:Electric "4NP:OFF3 PTAC HEATING COIL" The Temperature Setpoint Node Name input is not required for this heating coil because this heating coil is controlled based on the load calculated by the thermostat. ... this heating coil is not controlled by using a temperature setpoint manager. ... if a temperature setpoint is placed at the outlet node of this heating coil, that temperature setpoint will not be used. ... leaving the input field "Temperature Setpoint Node Name" blank will eliminate this warning. | 1
23 | 24 | 1 | 0 | Coil:Heating:Electric "4NP:OFF4 PTAC HEATING COIL" The Temperature Setpoint Node Name input is not required for this heating coil because this heating coil is controlled based on the load calculated by the thermostat. ... this heating coil is not controlled by using a temperature setpoint manager. ... if a temperature setpoint is placed at the outlet node of this heating coil, that temperature setpoint will not be used. ... leaving the input field "Temperature Setpoint Node Name" blank will eliminate this warning. | 1
24 | 25 | 1 | 0 | Coil:Heating:Electric "4NP:WC3 PTAC HEATING COIL" The Temperature Setpoint Node Name input is not required for this heating coil because this heating coil is controlled based on the load calculated by the thermostat. ... this heating coil is not controlled by using a temperature setpoint manager. ... if a temperature setpoint is placed at the outlet node of this heating coil, that temperature setpoint will not be used. ... leaving the input field "Temperature Setpoint Node Name" blank will eliminate this warning. | 1
25 | 26 | 1 | 0 | Coil:Heating:Electric "4NP:CORR6 PTAC HEATING COIL" The Temperature Setpoint Node Name input is not required for this heating coil because this heating coil is controlled based on the load calculated by the thermostat. ... this heating coil is not controlled by using a temperature setpoint manager. ... if a temperature setpoint is placed at the outlet node of this heating coil, that temperature setpoint will not be used. ... leaving the input field "Temperature Setpoint Node Name" blank will eliminate this warning. | 1
26 | 27 | 1 | 0 | Coil:Heating:Electric "4NP:OFFICE PTAC HEATING COIL" The Temperature Setpoint Node Name input is not required for this heating coil because this heating coil is controlled based on the load calculated by the thermostat. ... this heating coil is not controlled by using a temperature setpoint manager. ... if a temperature setpoint is placed at the outlet node of this heating coil, that temperature setpoint will not be used. ... leaving the input field "Temperature Setpoint Node Name" blank will eliminate this warning. | 1
27 | 28 | 1 | 0 | Coil:Heating:Electric "4NP:OFF5 PTAC HEATING COIL" The Temperature Setpoint Node Name input is not required for this heating coil because this heating coil is controlled based on the load calculated by the thermostat. ... this heating coil is not controlled by using a temperature setpoint manager. ... if a temperature setpoint is placed at the outlet node of this heating coil, that temperature setpoint will not be used. ... leaving the input field "Temperature Setpoint Node Name" blank will eliminate this warning. | 1
28 | 29 | 1 | 0 | Coil:Heating:Electric "4NP:WC PTAC HEATING COIL" The Temperature Setpoint Node Name input is not required for this heating coil because this heating coil is controlled based on the load calculated by the thermostat. ... this heating coil is not controlled by using a temperature setpoint manager. ... if a temperature setpoint is placed at the outlet node of this heating coil, that temperature setpoint will not be used. ... leaving the input field "Temperature Setpoint Node Name" blank will eliminate this warning. | 1
29 | 30 | 1 | 0 | Coil:Heating:Electric "4NP:CORR PTAC HEATING COIL" The Temperature Setpoint Node Name input is not required for this heating coil because this heating coil is controlled based on the load calculated by the thermostat. ... this heating coil is not controlled by using a temperature setpoint manager. ... if a temperature setpoint is placed at the outlet node of this heating coil, that temperature setpoint will not be used. ... leaving the input field "Temperature Setpoint Node Name" blank will eliminate this warning. | 1
30 | 31 | 1 | 0 | Coil:Heating:Electric "4NP:OFF6 PTAC HEATING COIL" The Temperature Setpoint Node Name input is not required for this heating coil because this heating coil is controlled based on the load calculated by the thermostat. ... this heating coil is not controlled by using a temperature setpoint manager. ... if a temperature setpoint is placed at the outlet node of this heating coil, that temperature setpoint will not be used. ... leaving the input field "Temperature Setpoint Node Name" blank will eliminate this warning. | 1
31 | 32 | 1 | 0 | Coil:Heating:Electric "4NP:OFF7 PTAC HEATING COIL" The Temperature Setpoint Node Name input is not required for this heating coil because this heating coil is controlled based on the load calculated by the thermostat. ... this heating coil is not controlled by using a temperature setpoint manager. ... if a temperature setpoint is placed at the outlet node of this heating coil, that temperature setpoint will not be used. ... leaving the input field "Temperature Setpoint Node Name" blank will eliminate this warning. | 1
32 | 33 | 1 | 0 | Coil:Heating:Electric "4NP:OFF8 PTAC HEATING COIL" The Temperature Setpoint Node Name input is not required for this heating coil because this heating coil is controlled based on the load calculated by the thermostat. ... this heating coil is not controlled by using a temperature setpoint manager. ... if a temperature setpoint is placed at the outlet node of this heating coil, that temperature setpoint will not be used. ... leaving the input field "Temperature Setpoint Node Name" blank will eliminate this warning. | 1
33 | 34 | 1 | 0 | Coil:Heating:Electric "4NP:OFF9 PTAC HEATING COIL" The Temperature Setpoint Node Name input is not required for this heating coil because this heating coil is controlled based on the load calculated by the thermostat. ... this heating coil is not controlled by using a temperature setpoint manager. ... if a temperature setpoint is placed at the outlet node of this heating coil, that temperature setpoint will not be used. ... leaving the input field "Temperature Setpoint Node Name" blank will eliminate this warning. | 1
34 | 35 | 1 | 0 | Coil:Heating:Electric "4NP:LOBBY PTAC HEATING COIL" The Temperature Setpoint Node Name input is not required for this heating coil because this heating coil is controlled based on the load calculated by the thermostat. ... this heating coil is not controlled by using a temperature setpoint manager. ... if a temperature setpoint is placed at the outlet node of this heating coil, that temperature setpoint will not be used. ... leaving the input field "Temperature Setpoint Node Name" blank will eliminate this warning. | 1
35 | 36 | 1 | 0 | Coil:Heating:Electric "4NP:OFF PTAC HEATING COIL" The Temperature Setpoint Node Name input is not required for this heating coil because this heating coil is controlled based on the load calculated by the thermostat. ... this heating coil is not controlled by using a temperature setpoint manager. ... if a temperature setpoint is placed at the outlet node of this heating coil, that temperature setpoint will not be used. ... leaving the input field "Temperature Setpoint Node Name" blank will eliminate this warning. | 1
36 | 37 | 1 | 0 | Coil:Heating:Electric "5NP:CORR1 PTAC HEATING COIL" The Temperature Setpoint Node Name input is not required for this heating coil because this heating coil is controlled based on the load calculated by the thermostat. ... this heating coil is not controlled by using a temperature setpoint manager. ... if a temperature setpoint is placed at the outlet node of this heating coil, that temperature setpoint will not be used. ... leaving the input field "Temperature Setpoint Node Name" blank will eliminate this warning. | 1
37 | 38 | 1 | 0 | Coil:Heating:Electric "5NP:CORR2 PTAC HEATING COIL" The Temperature Setpoint Node Name input is not required for this heating coil because this heating coil is controlled based on the load calculated by the thermostat. ... this heating coil is not controlled by using a temperature setpoint manager. ... if a temperature setpoint is placed at the outlet node of this heating coil, that temperature setpoint will not be used. ... leaving the input field "Temperature Setpoint Node Name" blank will eliminate this warning. | 1
38 | 39 | 1 | 0 | Coil:Heating:Electric "5NP:WC1 PTAC HEATING COIL" The Temperature Setpoint Node Name input is not required for this heating coil because this heating coil is controlled based on the load calculated by the thermostat. ... this heating coil is not controlled by using a temperature setpoint manager. ... if a temperature setpoint is placed at the outlet node of this heating coil, that temperature setpoint will not be used. ... leaving the input field "Temperature Setpoint Node Name" blank will eliminate this warning. | 1
39 | 40 | 1 | 0 | Coil:Heating:Electric "5NP:CORR3 PTAC HEATING COIL" The Temperature Setpoint Node Name input is not required for this heating coil because this heating coil is controlled based on the load calculated by the thermostat. ... this heating coil is not controlled by using a temperature setpoint manager. ... if a temperature setpoint is placed at the outlet node of this heating coil, that temperature setpoint will not be used. ... leaving the input field "Temperature Setpoint Node Name" blank will eliminate this warning. | 1
40 | 41 | 1 | 0 | Coil:Heating:Electric "5NP:CORR4 PTAC HEATING COIL" The Temperature Setpoint Node Name input is not required for this heating coil because this heating coil is controlled based on the load calculated by the thermostat. ... this heating coil is not controlled by using a temperature setpoint manager. ... if a temperature setpoint is placed at the outlet node of this heating coil, that temperature setpoint will not be used. ... leaving the input field "Temperature Setpoint Node Name" blank will eliminate this warning. | 1
41 | 42 | 1 | 0 | Coil:Heating:Electric "5NP:OFF1 PTAC HEATING COIL" The Temperature Setpoint Node Name input is not required for this heating coil because this heating coil is controlled based on the load calculated by the thermostat. ... this heating coil is not controlled by using a temperature setpoint manager. ... if a temperature setpoint is placed at the outlet node of this heating coil, that temperature setpoint will not be used. ... leaving the input field "Temperature Setpoint Node Name" blank will eliminate this warning. | 1
42 | 43 | 1 | 0 | Coil:Heating:Electric "5NP:CORR5 PTAC HEATING COIL" The Temperature Setpoint Node Name input is not required for this heating coil because this heating coil is controlled based on the load calculated by the thermostat. ... this heating coil is not controlled by using a temperature setpoint manager. ... if a temperature setpoint is placed at the outlet node of this heating coil, that temperature setpoint will not be used. ... leaving the input field "Temperature Setpoint Node Name" blank will eliminate this warning. | 1
43 | 44 | 1 | 0 | Coil:Heating:Electric "5NP:KITCH PTAC HEATING COIL" The Temperature Setpoint Node Name input is not required for this heating coil because this heating coil is controlled based on the load calculated by the thermostat. ... this heating coil is not controlled by using a temperature setpoint manager. ... if a temperature setpoint is placed at the outlet node of this heating coil, that temperature setpoint will not be used. ... leaving the input field "Temperature Setpoint Node Name" blank will eliminate this warning. | 1
44 | 45 | 1 | 0 | Coil:Heating:Electric "5NP:WC2 PTAC HEATING COIL" The Temperature Setpoint Node Name input is not required for this heating coil because this heating coil is controlled based on the load calculated by the thermostat. ... this heating coil is not controlled by using a temperature setpoint manager. ... if a temperature setpoint is placed at the outlet node of this heating coil, that temperature setpoint will not be used. ... leaving the input field "Temperature Setpoint Node Name" blank will eliminate this warning. | 1
45 | 46 | 1 | 0 | Coil:Heating:Electric "5NP:OFF2 PTAC HEATING COIL" The Temperature Setpoint Node Name input is not required for this heating coil because this heating coil is controlled based on the load calculated by the thermostat. ... this heating coil is not controlled by using a temperature setpoint manager. ... if a temperature setpoint is placed at the outlet node of this heating coil, that temperature setpoint will not be used. ... leaving the input field "Temperature Setpoint Node Name" blank will eliminate this warning. | 1
46 | 47 | 1 | 0 | Coil:Heating:Electric "5NP:OFF3 PTAC HEATING COIL" The Temperature Setpoint Node Name input is not required for this heating coil because this heating coil is controlled based on the load calculated by the thermostat. ... this heating coil is not controlled by using a temperature setpoint manager. ... if a temperature setpoint is placed at the outlet node of this heating coil, that temperature setpoint will not be used. ... leaving the input field "Temperature Setpoint Node Name" blank will eliminate this warning. | 1
47 | 48 | 1 | 0 | Coil:Heating:Electric "5NP:OFF4 PTAC HEATING COIL" The Temperature Setpoint Node Name input is not required for this heating coil because this heating coil is controlled based on the load calculated by the thermostat. ... this heating coil is not controlled by using a temperature setpoint manager. ... if a temperature setpoint is placed at the outlet node of this heating coil, that temperature setpoint will not be used. ... leaving the input field "Temperature Setpoint Node Name" blank will eliminate this warning. | 1
48 | 49 | 1 | 0 | Coil:Heating:Electric "5NP:WC3 PTAC HEATING COIL" The Temperature Setpoint Node Name input is not required for this heating coil because this heating coil is controlled based on the load calculated by the thermostat. ... this heating coil is not controlled by using a temperature setpoint manager. ... if a temperature setpoint is placed at the outlet node of this heating coil, that temperature setpoint will not be used. ... leaving the input field "Temperature Setpoint Node Name" blank will eliminate this warning. | 1
49 | 50 | 1 | 0 | Coil:Heating:Electric "5NP:CORR6 PTAC HEATING COIL" The Temperature Setpoint Node Name input is not required for this heating coil because this heating coil is controlled based on the load calculated by the thermostat. ... this heating coil is not controlled by using a temperature setpoint manager. ... if a temperature setpoint is placed at the outlet node of this heating coil, that temperature setpoint will not be used. ... leaving the input field "Temperature Setpoint Node Name" blank will eliminate this warning. | 1
50 | 51 | 1 | 0 | Coil:Heating:Electric "5NP:OFFICE PTAC HEATING COIL" The Temperature Setpoint Node Name input is not required for this heating coil because this heating coil is controlled based on the load calculated by the thermostat. ... this heating coil is not controlled by using a temperature setpoint manager. ... if a temperature setpoint is placed at the outlet node of this heating coil, that temperature setpoint will not be used. ... leaving the input field "Temperature Setpoint Node Name" blank will eliminate this warning. | 1
51 | 52 | 1 | 0 | Coil:Heating:Electric "5NP:OFF8 PTAC HEATING COIL" The Temperature Setpoint Node Name input is not required for this heating coil because this heating coil is controlled based on the load calculated by the thermostat. ... this heating coil is not controlled by using a temperature setpoint manager. ... if a temperature setpoint is placed at the outlet node of this heating coil, that temperature setpoint will not be used. ... leaving the input field "Temperature Setpoint Node Name" blank will eliminate this warning. | 1
52 | 53 | 1 | 0 | Coil:Heating:Electric "5NP:WC PTAC HEATING COIL" The Temperature Setpoint Node Name input is not required for this heating coil because this heating coil is controlled based on the load calculated by the thermostat. ... this heating coil is not controlled by using a temperature setpoint manager. ... if a temperature setpoint is placed at the outlet node of this heating coil, that temperature setpoint will not be used. ... leaving the input field "Temperature Setpoint Node Name" blank will eliminate this warning. | 1
53 | 54 | 1 | 0 | Coil:Heating:Electric "5NP:CORR PTAC HEATING COIL" The Temperature Setpoint Node Name input is not required for this heating coil because this heating coil is controlled based on the load calculated by the thermostat. ... this heating coil is not controlled by using a temperature setpoint manager. ... if a temperature setpoint is placed at the outlet node of this heating coil, that temperature setpoint will not be used. ... leaving the input field "Temperature Setpoint Node Name" blank will eliminate this warning. | 1
54 | 55 | 1 | 0 | Coil:Heating:Electric "5NP:OFFICETYPE2 PTAC HEATING COIL" The Temperature Setpoint Node Name input is not required for this heating coil because this heating coil is controlled based on the load calculated by the thermostat. ... this heating coil is not controlled by using a temperature setpoint manager. ... if a temperature setpoint is placed at the outlet node of this heating coil, that temperature setpoint will not be used. ... leaving the input field "Temperature Setpoint Node Name" blank will eliminate this warning. | 1
55 | 56 | 1 | 0 | Coil:Heating:Electric "5NP:OFF7 PTAC HEATING COIL" The Temperature Setpoint Node Name input is not required for this heating coil because this heating coil is controlled based on the load calculated by the thermostat. ... this heating coil is not controlled by using a temperature setpoint manager. ... if a temperature setpoint is placed at the outlet node of this heating coil, that temperature setpoint will not be used. ... leaving the input field "Temperature Setpoint Node Name" blank will eliminate this warning. | 1
56 | 57 | 1 | 0 | Coil:Heating:Electric "5NP:OFF5 PTAC HEATING COIL" The Temperature Setpoint Node Name input is not required for this heating coil because this heating coil is controlled based on the load calculated by the thermostat. ... this heating coil is not controlled by using a temperature setpoint manager. ... if a temperature setpoint is placed at the outlet node of this heating coil, that temperature setpoint will not be used. ... leaving the input field "Temperature Setpoint Node Name" blank will eliminate this warning. | 1
57 | 58 | 1 | 0 | Coil:Heating:Electric "5NP:OFF9 PTAC HEATING COIL" The Temperature Setpoint Node Name input is not required for this heating coil because this heating coil is controlled based on the load calculated by the thermostat. ... this heating coil is not controlled by using a temperature setpoint manager. ... if a temperature setpoint is placed at the outlet node of this heating coil, that temperature setpoint will not be used. ... leaving the input field "Temperature Setpoint Node Name" blank will eliminate this warning. | 1
58 | 59 | 1 | 0 | Coil:Heating:Electric "5NP:LOBBY PTAC HEATING COIL" The Temperature Setpoint Node Name input is not required for this heating coil because this heating coil is controlled based on the load calculated by the thermostat. ... this heating coil is not controlled by using a temperature setpoint manager. ... if a temperature setpoint is placed at the outlet node of this heating coil, that temperature setpoint will not be used. ... leaving the input field "Temperature Setpoint Node Name" blank will eliminate this warning. | 1
59 | 60 | 1 | 0 | Coil:Heating:Electric "5NP:OFF PTAC HEATING COIL" The Temperature Setpoint Node Name input is not required for this heating coil because this heating coil is controlled based on the load calculated by the thermostat. ... this heating coil is not controlled by using a temperature setpoint manager. ... if a temperature setpoint is placed at the outlet node of this heating coil, that temperature setpoint will not be used. ... leaving the input field "Temperature Setpoint Node Name" blank will eliminate this warning. | 1
60 | 61 | 1 | 0 | Coil:Heating:Electric "6NP:OFF1 PTAC HEATING COIL" The Temperature Setpoint Node Name input is not required for this heating coil because this heating coil is controlled based on the load calculated by the thermostat. ... this heating coil is not controlled by using a temperature setpoint manager. ... if a temperature setpoint is placed at the outlet node of this heating coil, that temperature setpoint will not be used. ... leaving the input field "Temperature Setpoint Node Name" blank will eliminate this warning. | 1
61 | 62 | 1 | 0 | Coil:Heating:Electric "6NP:CORR1 PTAC HEATING COIL" The Temperature Setpoint Node Name input is not required for this heating coil because this heating coil is controlled based on the load calculated by the thermostat. ... this heating coil is not controlled by using a temperature setpoint manager. ... if a temperature setpoint is placed at the outlet node of this heating coil, that temperature setpoint will not be used. ... leaving the input field "Temperature Setpoint Node Name" blank will eliminate this warning. | 1
62 | 63 | 1 | 0 | Coil:Heating:Electric "6NP:OFF2 PTAC HEATING COIL" The Temperature Setpoint Node Name input is not required for this heating coil because this heating coil is controlled based on the load calculated by the thermostat. ... this heating coil is not controlled by using a temperature setpoint manager. ... if a temperature setpoint is placed at the outlet node of this heating coil, that temperature setpoint will not be used. ... leaving the input field "Temperature Setpoint Node Name" blank will eliminate this warning. | 1
63 | 64 | 1 | 0 | Coil:Heating:Electric "6NP:OFF3 PTAC HEATING COIL" The Temperature Setpoint Node Name input is not required for this heating coil because this heating coil is controlled based on the load calculated by the thermostat. ... this heating coil is not controlled by using a temperature setpoint manager. ... if a temperature setpoint is placed at the outlet node of this heating coil, that temperature setpoint will not be used. ... leaving the input field "Temperature Setpoint Node Name" blank will eliminate this warning. | 1
64 | 65 | 1 | 0 | Coil:Heating:Electric "6NP:OFF4 PTAC HEATING COIL" The Temperature Setpoint Node Name input is not required for this heating coil because this heating coil is controlled based on the load calculated by the thermostat. ... this heating coil is not controlled by using a temperature setpoint manager. ... if a temperature setpoint is placed at the outlet node of this heating coil, that temperature setpoint will not be used. ... leaving the input field "Temperature Setpoint Node Name" blank will eliminate this warning. | 1
65 | 66 | 1 | 0 | Coil:Heating:Electric "6NP:LOBBY PTAC HEATING COIL" The Temperature Setpoint Node Name input is not required for this heating coil because this heating coil is controlled based on the load calculated by the thermostat. ... this heating coil is not controlled by using a temperature setpoint manager. ... if a temperature setpoint is placed at the outlet node of this heating coil, that temperature setpoint will not be used. ... leaving the input field "Temperature Setpoint Node Name" blank will eliminate this warning. | 1
66 | 67 | 1 | 0 | Coil:Heating:Electric "6NP:OFF5 PTAC HEATING COIL" The Temperature Setpoint Node Name input is not required for this heating coil because this heating coil is controlled based on the load calculated by the thermostat. ... this heating coil is not controlled by using a temperature setpoint manager. ... if a temperature setpoint is placed at the outlet node of this heating coil, that temperature setpoint will not be used. ... leaving the input field "Temperature Setpoint Node Name" blank will eliminate this warning. | 1
67 | 68 | 1 | 0 | Coil:Heating:Electric "6NP:CORR2 PTAC HEATING COIL" The Temperature Setpoint Node Name input is not required for this heating coil because this heating coil is controlled based on the load calculated by the thermostat. ... this heating coil is not controlled by using a temperature setpoint manager. ... if a temperature setpoint is placed at the outlet node of this heating coil, that temperature setpoint will not be used. ... leaving the input field "Temperature Setpoint Node Name" blank will eliminate this warning. | 1
68 | 69 | 1 | 0 | Coil:Heating:Electric "6NP:CORR3 PTAC HEATING COIL" The Temperature Setpoint Node Name input is not required for this heating coil because this heating coil is controlled based on the load calculated by the thermostat. ... this heating coil is not controlled by using a temperature setpoint manager. ... if a temperature setpoint is placed at the outlet node of this heating coil, that temperature setpoint will not be used. ... leaving the input field "Temperature Setpoint Node Name" blank will eliminate this warning. | 1
69 | 70 | 1 | 0 | Coil:Heating:Electric "6NP:CORR4 PTAC HEATING COIL" The Temperature Setpoint Node Name input is not required for this heating coil because this heating coil is controlled based on the load calculated by the thermostat. ... this heating coil is not controlled by using a temperature setpoint manager. ... if a temperature setpoint is placed at the outlet node of this heating coil, that temperature setpoint will not be used. ... leaving the input field "Temperature Setpoint Node Name" blank will eliminate this warning. | 1
70 | 71 | 1 | 0 | Coil:Heating:Electric "6NP:CORR5 PTAC HEATING COIL" The Temperature Setpoint Node Name input is not required for this heating coil because this heating coil is controlled based on the load calculated by the thermostat. ... this heating coil is not controlled by using a temperature setpoint manager. ... if a temperature setpoint is placed at the outlet node of this heating coil, that temperature setpoint will not be used. ... leaving the input field "Temperature Setpoint Node Name" blank will eliminate this warning. | 1
71 | 72 | 1 | 0 | Coil:Heating:Electric "6NP:WC1 PTAC HEATING COIL" The Temperature Setpoint Node Name input is not required for this heating coil because this heating coil is controlled based on the load calculated by the thermostat. ... this heating coil is not controlled by using a temperature setpoint manager. ... if a temperature setpoint is placed at the outlet node of this heating coil, that temperature setpoint will not be used. ... leaving the input field "Temperature Setpoint Node Name" blank will eliminate this warning. | 1
72 | 73 | 1 | 0 | Coil:Heating:Electric "6NP:CORR6 PTAC HEATING COIL" The Temperature Setpoint Node Name input is not required for this heating coil because this heating coil is controlled based on the load calculated by the thermostat. ... this heating coil is not controlled by using a temperature setpoint manager. ... if a temperature setpoint is placed at the outlet node of this heating coil, that temperature setpoint will not be used. ... leaving the input field "Temperature Setpoint Node Name" blank will eliminate this warning. | 1
73 | 74 | 1 | 0 | Coil:Heating:Electric "6NP:KITCH PTAC HEATING COIL" The Temperature Setpoint Node Name input is not required for this heating coil because this heating coil is controlled based on the load calculated by the thermostat. ... this heating coil is not controlled by using a temperature setpoint manager. ... if a temperature setpoint is placed at the outlet node of this heating coil, that temperature setpoint will not be used. ... leaving the input field "Temperature Setpoint Node Name" blank will eliminate this warning. | 1
74 | 75 | 1 | 0 | Coil:Heating:Electric "6NP:WC2 PTAC HEATING COIL" The Temperature Setpoint Node Name input is not required for this heating coil because this heating coil is controlled based on the load calculated by the thermostat. ... this heating coil is not controlled by using a temperature setpoint manager. ... if a temperature setpoint is placed at the outlet node of this heating coil, that temperature setpoint will not be used. ... leaving the input field "Temperature Setpoint Node Name" blank will eliminate this warning. | 1
75 | 76 | 1 | 0 | Coil:Heating:Electric "6NP:OFFICETYPE3CT PTAC HEATING COIL" The Temperature Setpoint Node Name input is not required for this heating coil because this heating coil is controlled based on the load calculated by the thermostat. ... this heating coil is not controlled by using a temperature setpoint manager. ... if a temperature setpoint is placed at the outlet node of this heating coil, that temperature setpoint will not be used. ... leaving the input field "Temperature Setpoint Node Name" blank will eliminate this warning. | 1
76 | 77 | 1 | 0 | Coil:Heating:Electric "6NP:WC3 PTAC HEATING COIL" The Temperature Setpoint Node Name input is not required for this heating coil because this heating coil is controlled based on the load calculated by the thermostat. ... this heating coil is not controlled by using a temperature setpoint manager. ... if a temperature setpoint is placed at the outlet node of this heating coil, that temperature setpoint will not be used. ... leaving the input field "Temperature Setpoint Node Name" blank will eliminate this warning. | 1
77 | 78 | 1 | 0 | Coil:Heating:Electric "6NP:OFF7 PTAC HEATING COIL" The Temperature Setpoint Node Name input is not required for this heating coil because this heating coil is controlled based on the load calculated by the thermostat. ... this heating coil is not controlled by using a temperature setpoint manager. ... if a temperature setpoint is placed at the outlet node of this heating coil, that temperature setpoint will not be used. ... leaving the input field "Temperature Setpoint Node Name" blank will eliminate this warning. | 1
78 | 79 | 1 | 0 | Coil:Heating:Electric "6NP:OFFICE PTAC HEATING COIL" The Temperature Setpoint Node Name input is not required for this heating coil because this heating coil is controlled based on the load calculated by the thermostat. ... this heating coil is not controlled by using a temperature setpoint manager. ... if a temperature setpoint is placed at the outlet node of this heating coil, that temperature setpoint will not be used. ... leaving the input field "Temperature Setpoint Node Name" blank will eliminate this warning. | 1
79 | 80 | 1 | 0 | Coil:Heating:Electric "6NP:WC PTAC HEATING COIL" The Temperature Setpoint Node Name input is not required for this heating coil because this heating coil is controlled based on the load calculated by the thermostat. ... this heating coil is not controlled by using a temperature setpoint manager. ... if a temperature setpoint is placed at the outlet node of this heating coil, that temperature setpoint will not be used. ... leaving the input field "Temperature Setpoint Node Name" blank will eliminate this warning. | 1
80 | 81 | 1 | 0 | Coil:Heating:Electric "6NP:CORR PTAC HEATING COIL" The Temperature Setpoint Node Name input is not required for this heating coil because this heating coil is controlled based on the load calculated by the thermostat. ... this heating coil is not controlled by using a temperature setpoint manager. ... if a temperature setpoint is placed at the outlet node of this heating coil, that temperature setpoint will not be used. ... leaving the input field "Temperature Setpoint Node Name" blank will eliminate this warning. | 1
81 | 82 | 1 | 0 | Coil:Heating:Electric "6NP:OFF8 PTAC HEATING COIL" The Temperature Setpoint Node Name input is not required for this heating coil because this heating coil is controlled based on the load calculated by the thermostat. ... this heating coil is not controlled by using a temperature setpoint manager. ... if a temperature setpoint is placed at the outlet node of this heating coil, that temperature setpoint will not be used. ... leaving the input field "Temperature Setpoint Node Name" blank will eliminate this warning. | 1
82 | 83 | 1 | 0 | Coil:Heating:Electric "6NP:OFF9 PTAC HEATING COIL" The Temperature Setpoint Node Name input is not required for this heating coil because this heating coil is controlled based on the load calculated by the thermostat. ... this heating coil is not controlled by using a temperature setpoint manager. ... if a temperature setpoint is placed at the outlet node of this heating coil, that temperature setpoint will not be used. ... leaving the input field "Temperature Setpoint Node Name" blank will eliminate this warning. | 1
83 | 84 | 1 | 0 | Coil:Heating:Electric "6NP:OFFICETYPE3CT/1 PTAC HEATING COIL" The Temperature Setpoint Node Name input is not required for this heating coil because this heating coil is controlled based on the load calculated by the thermostat. ... this heating coil is not controlled by using a temperature setpoint manager. ... if a temperature setpoint is placed at the outlet node of this heating coil, that temperature setpoint will not be used. ... leaving the input field "Temperature Setpoint Node Name" blank will eliminate this warning. | 1
84 | 85 | 1 | 0 | GetAirPathData: AirLoopHVAC="AIR LOOP" has no Controllers. | 1
85 | 86 | 1 | 0 | CalcDoe2DXCoil: Coil:Cooling:DX:SingleSpeed "5NP:KITCH PTAC DX COOLING COIL" - Air-cooled condenser inlet dry-bulb temperature below 0 C. Outdoor dry-bulb temperature = -0.15 ... Occurrence info = CENTRAL ADMIN, 01/03 15:00 - 15:10 ... Operation at low ambient temperatures may require special performance curves. | 0
86 | 87 | 1 | 0 | CalcDoe2DXCoil: Coil:Cooling:DX:SingleSpeed "4NP:OFF9 PTAC DX COOLING COIL" - Air-cooled condenser inlet dry-bulb temperature below 0 C. Outdoor dry-bulb temperature = -5.15 ... Occurrence info = CENTRAL ADMIN, 01/04 10:08 - 10:15 ... Operation at low ambient temperatures may require special performance curves. | 0
87 | 88 | 1 | 0 | CalcDoe2DXCoil: Coil:Cooling:DX:SingleSpeed "4NP:OFF8 PTAC DX COOLING COIL" - Air-cooled condenser inlet dry-bulb temperature below 0 C. Outdoor dry-bulb temperature = -3.00 ... Occurrence info = CENTRAL ADMIN, 01/04 11:40 - 11:43 ... Operation at low ambient temperatures may require special performance curves. | 0
88 | 89 | 1 | 0 | CalcDoe2DXCoil: Coil:Cooling:DX:SingleSpeed "5NP:OFF9 PTAC DX COOLING COIL" - Air-cooled condenser inlet dry-bulb temperature below 0 C. Outdoor dry-bulb temperature = -1.90 ... Occurrence info = CENTRAL ADMIN, 01/04 12:30 - 12:38 ... Operation at low ambient temperatures may require special performance curves. | 0
89 | 90 | 1 | 0 | CalcDoe2DXCoil: Coil:Cooling:DX:SingleSpeed "4NP:KITCH PTAC DX COOLING COIL" - Air-cooled condenser inlet dry-bulb temperature below 0 C. Outdoor dry-bulb temperature = -1.90 ... Occurrence info = CENTRAL ADMIN, 01/04 12:45 - 12:52 ... Operation at low ambient temperatures may require special performance curves. | 0
90 | 91 | 1 | 0 | CalcDoe2DXCoil: Coil:Cooling:DX:SingleSpeed "5NP:OFF5 PTAC DX COOLING COIL" - Air-cooled condenser inlet dry-bulb temperature below 0 C. Outdoor dry-bulb temperature = -1.00 ... Occurrence info = CENTRAL ADMIN, 01/04 13:30 - 13:40 ... Operation at low ambient temperatures may require special performance curves. | 0
91 | 92 | 1 | 0 | CalcDoe2DXCoil: Coil:Cooling:DX:SingleSpeed "6NP:KITCH PTAC DX COOLING COIL" - Air-cooled condenser inlet dry-bulb temperature below 0 C. Outdoor dry-bulb temperature = -1.00 ... Occurrence info = CENTRAL ADMIN, 01/04 13:30 - 13:40 ... Operation at low ambient temperatures may require special performance curves. | 0
92 | 93 | 1 | 0 | CalcDoe2DXCoil: Coil:Cooling:DX:SingleSpeed="5NP AHU UNITARY COOLING COIL DX COOLING COIL" - Air volume flow rate per watt of rated total cooling capacity is out of range at 1.025E-005 m3/s/W. Environment=CENTRAL ADMIN, at Simulation time=01/27 13:30 - 14:00 Expected range for VolumeFlowPerRatedTotalCapacity=[2.684E-005--6.713E-005] Possible causes include inconsistent air flow rates in system components, or variable air volume [VAV] system using incorrect coil type. | 0
93 | 94 | 1 | 0 | CalcDoe2DXCoil: Coil:Cooling:DX:SingleSpeed="6NP AHU UNITARY COOLING COIL DX COOLING COIL" - Air volume flow rate per watt of rated total cooling capacity is out of range at 1.700E-005 m3/s/W. Environment=CENTRAL ADMIN, at Simulation time=01/27 13:30 - 14:00 Expected range for VolumeFlowPerRatedTotalCapacity=[2.684E-005--6.713E-005] Possible causes include inconsistent air flow rates in system components, or variable air volume [VAV] system using incorrect coil type. | 0
94 | 95 | 1 | 0 | CalcDoe2DXCoil: Coil:Cooling:DX:SingleSpeed "5NP AHU UNITARY COOLING COIL DX COOLING COIL" - Full load outlet air dry-bulb temperature < 2C. This indicates the possibility of coil frost/freeze. Outlet temperature = -42.21 C. ...Occurrence info = CENTRAL ADMIN, 01/27 13:30 - 13:40 ... Possible reasons for low outlet air dry-bulb temperatures are: This DX coil 1) may have a low inlet air dry-bulb temperature. Inlet air temperature = 18.167 C. 2) may have a low air flow rate per watt of cooling capacity. Check inputs. 3) is used as part of a HX assisted cooling coil which uses a high sensible effectiveness. Check inputs. | 0
95 | 96 | 1 | 0 | CalcDoe2DXCoil: Coil:Cooling:DX:SingleSpeed "6NP:OFF5 PTAC DX COOLING COIL" - Air-cooled condenser inlet dry-bulb temperature below 0 C. Outdoor dry-bulb temperature = -9.00 ... Occurrence info = CENTRAL ADMIN, 02/01 12:36 - 12:42 ... Operation at low ambient temperatures may require special performance curves. | 0
96 | 97 | 1 | 0 | CalcDoe2DXCoil: Coil:Cooling:DX:SingleSpeed "6NP:OFFICETYPE3CT/1 PTAC DX COOLING COIL" - Air-cooled condenser inlet dry-bulb temperature below 0 C. Outdoor dry-bulb temperature = -8.00 ... Occurrence info = CENTRAL ADMIN, 02/01 13:38 - 13:45 ... Operation at low ambient temperatures may require special performance curves. | 0
97 | 98 | 1 | 0 | CalcDoe2DXCoil: Coil:Cooling:DX:SingleSpeed "5NP:OFFICE PTAC DX COOLING COIL" - Air-cooled condenser inlet dry-bulb temperature below 0 C. Outdoor dry-bulb temperature = -8.50 ... Occurrence info = CENTRAL ADMIN, 02/01 14:08 - 14:15 ... Operation at low ambient temperatures may require special performance curves. | 0
98 | 99 | 1 | 0 | CalcDoe2DXCoil: Coil:Cooling:DX:SingleSpeed "4NP:OFFICE PTAC DX COOLING COIL" - Air-cooled condenser inlet dry-bulb temperature below 0 C. Outdoor dry-bulb temperature = -8.50 ... Occurrence info = CENTRAL ADMIN, 02/01 14:23 - 14:30 ... Operation at low ambient temperatures may require special performance curves. | 0
99 | 100 | 1 | 0 | CalcDoe2DXCoil: Coil:Cooling:DX:SingleSpeed "3NP:OFF2 PTAC DX COOLING COIL" - Air-cooled condenser inlet dry-bulb temperature below 0 C. Outdoor dry-bulb temperature = -0.10 ... Occurrence info = CENTRAL ADMIN, 02/23 18:30 - 18:40 ... Operation at low ambient temperatures may require special performance curves. | 0
100 | 101 | 1 | 0 | CalcDoe2DXCoil: Coil:Cooling:DX:SingleSpeed "3NP:OFF4 PTAC DX COOLING COIL" - Air-cooled condenser inlet dry-bulb temperature below 0 C. Outdoor dry-bulb temperature = -0.10 ... Occurrence info = CENTRAL ADMIN, 02/23 18:30 - 18:40 ... Operation at low ambient temperatures may require special performance curves. | 0
101 | 102 | 1 | 0 | CalcDoe2DXCoil: Coil:Cooling:DX:SingleSpeed "4NP:OFF3 PTAC DX COOLING COIL" - Air-cooled condenser inlet dry-bulb temperature below 0 C. Outdoor dry-bulb temperature = -0.10 ... Occurrence info = CENTRAL ADMIN, 02/23 18:30 - 18:40 ... Operation at low ambient temperatures may require special performance curves. | 0
102 | 103 | 1 | 0 | CalcDoe2DXCoil: Coil:Cooling:DX:SingleSpeed "5NP:OFF3 PTAC DX COOLING COIL" - Air-cooled condenser inlet dry-bulb temperature below 0 C. Outdoor dry-bulb temperature = -0.10 ... Occurrence info = CENTRAL ADMIN, 02/23 18:30 - 18:40 ... Operation at low ambient temperatures may require special performance curves. | 0
103 | 104 | 1 | 0 | CalcDoe2DXCoil: Coil:Cooling:DX:SingleSpeed "6NP:OFFICE PTAC DX COOLING COIL" - Air-cooled condenser inlet dry-bulb temperature below 0 C. Outdoor dry-bulb temperature = -0.10 ... Occurrence info = CENTRAL ADMIN, 02/23 18:30 - 18:40 ... Operation at low ambient temperatures may require special performance curves. | 0
104 | 105 | 1 | 0 | CalcDoe2DXCoil: Coil:Cooling:DX:SingleSpeed "6NP:OFF7 PTAC DX COOLING COIL" - Air-cooled condenser inlet dry-bulb temperature below 0 C. Outdoor dry-bulb temperature = -0.55 ... Occurrence info = CENTRAL ADMIN, 02/23 19:10 - 19:15 ... Operation at low ambient temperatures may require special performance curves. | 0
105 | 106 | 1 | 0 | CalcDoe2DXCoil: Coil:Cooling:DX:SingleSpeed "3NP:OFF1 PTAC DX COOLING COIL" - Air-cooled condenser inlet dry-bulb temperature below 0 C. Outdoor dry-bulb temperature = -2.00 ... Occurrence info = CENTRAL ADMIN, 02/24 09:00 - 09:06 ... Operation at low ambient temperatures may require special performance curves. | 0
106 | 107 | 1 | 0 | CalcDoe2DXCoil: Coil:Cooling:DX:SingleSpeed "3NP:OFF3 PTAC DX COOLING COIL" - Air-cooled condenser inlet dry-bulb temperature below 0 C. Outdoor dry-bulb temperature = -2.00 ... Occurrence info = CENTRAL ADMIN, 02/24 09:00 - 09:06 ... Operation at low ambient temperatures may require special performance curves. | 0
107 | 108 | 1 | 0 | CalcDoe2DXCoil: Coil:Cooling:DX:SingleSpeed "4NP:OFF1 PTAC DX COOLING COIL" - Air-cooled condenser inlet dry-bulb temperature below 0 C. Outdoor dry-bulb temperature = -2.00 ... Occurrence info = CENTRAL ADMIN, 02/24 09:00 - 09:06 ... Operation at low ambient temperatures may require special performance curves. | 0
108 | 109 | 1 | 0 | CalcDoe2DXCoil: Coil:Cooling:DX:SingleSpeed "4NP:OFF4 PTAC DX COOLING COIL" - Air-cooled condenser inlet dry-bulb temperature below 0 C. Outdoor dry-bulb temperature = -2.00 ... Occurrence info = CENTRAL ADMIN, 02/24 09:12 - 09:18 ... Operation at low ambient temperatures may require special performance curves. | 0
109 | 110 | 1 | 0 | CalcDoe2DXCoil: Coil:Cooling:DX:SingleSpeed "4NP:OFF5 PTAC DX COOLING COIL" - Air-cooled condenser inlet dry-bulb temperature below 0 C. Outdoor dry-bulb temperature = -2.00 ... Occurrence info = CENTRAL ADMIN, 02/24 09:12 - 09:18 ... Operation at low ambient temperatures may require special performance curves. | 0
110 | 111 | 1 | 0 | CalcDoe2DXCoil: Coil:Cooling:DX:SingleSpeed "3NP:OFF6 PTAC DX COOLING COIL" - Air-cooled condenser inlet dry-bulb temperature below 0 C. Outdoor dry-bulb temperature = -2.00 ... Occurrence info = CENTRAL ADMIN, 02/24 09:18 - 09:24 ... Operation at low ambient temperatures may require special performance curves. | 0
111 | 112 | 1 | 0 | CalcDoe2DXCoil: Coil:Cooling:DX:SingleSpeed "5NP:OFF1 PTAC DX COOLING COIL" - Air-cooled condenser inlet dry-bulb temperature below 0 C. Outdoor dry-bulb temperature = -1.00 ... Occurrence info = CENTRAL ADMIN, 02/24 09:48 - 09:54 ... Operation at low ambient temperatures may require special performance curves. | 0
112 | 113 | 1 | 0 | CalcDoe2DXCoil: Coil:Cooling:DX:SingleSpeed "4NP:OFF2 PTAC DX COOLING COIL" - Air-cooled condenser inlet dry-bulb temperature below 0 C. Outdoor dry-bulb temperature = -0.50 ... Occurrence info = CENTRAL ADMIN, 02/24 17:00 - 17:06 ... Operation at low ambient temperatures may require special performance curves. | 0
113 | 114 | 1 | 0 | CalcDoe2DXCoil: Coil:Cooling:DX:SingleSpeed "5NP:WC PTAC DX COOLING COIL" - Air-cooled condenser inlet dry-bulb temperature below 0 C. Outdoor dry-bulb temperature = -1.00 ... Occurrence info = CENTRAL ADMIN, 02/24 17:30 - 17:40 ... Operation at low ambient temperatures may require special performance curves. | 0
114 | 115 | 1 | 0 | CalcDoe2DXCoil: Coil:Cooling:DX:SingleSpeed "6NP:WC PTAC DX COOLING COIL" - Air-cooled condenser inlet dry-bulb temperature below 0 C. Outdoor dry-bulb temperature = -1.00 ... Occurrence info = CENTRAL ADMIN, 02/24 17:30 - 17:40 ... Operation at low ambient temperatures may require special performance curves. | 0
115 | 116 | 1 | 0 | CalcDoe2DXCoil: Coil:Cooling:DX:SingleSpeed "6NP AHU UNITARY COOLING COIL DX COOLING COIL" - Full load outlet air dry-bulb temperature < 2C. This indicates the possibility of coil frost/freeze. Outlet temperature = -14.32 C. ...Occurrence info = CENTRAL ADMIN, 03/02 12:00 - 12:04 ... Possible reasons for low outlet air dry-bulb temperatures are: This DX coil 1) may have a low inlet air dry-bulb temperature. Inlet air temperature = 18.251 C. 2) may have a low air flow rate per watt of cooling capacity. Check inputs. 3) is used as part of a HX assisted cooling coil which uses a high sensible effectiveness. Check inputs. | 0
116 | 117 | 1 | 0 | CalcDoe2DXCoil: Coil:Cooling:DX:SingleSpeed "6NP:CORR5 PTAC DX COOLING COIL" - Air-cooled condenser inlet dry-bulb temperature below 0 C. Outdoor dry-bulb temperature = -0.50 ... Occurrence info = CENTRAL ADMIN, 03/09 05:00 - 05:04 ... Operation at low ambient temperatures may require special performance curves. | 0
117 | 118 | 1 | 0 | CalcDoe2DXCoil: Coil:Cooling:DX:SingleSpeed "6NP:WC2 PTAC DX COOLING COIL" - Air-cooled condenser inlet dry-bulb temperature below 0 C. Outdoor dry-bulb temperature = -0.50 ... Occurrence info = CENTRAL ADMIN, 03/09 05:00 - 05:04 ... Operation at low ambient temperatures may require special performance curves. | 0
118 | 119 | 1 | 0 | CalcDoe2DXCoil: Coil:Cooling:DX:SingleSpeed "6NP:WC3 PTAC DX COOLING COIL" - Air-cooled condenser inlet dry-bulb temperature below 0 C. Outdoor dry-bulb temperature = -0.50 ... Occurrence info = CENTRAL ADMIN, 03/09 05:00 - 05:04 ... Operation at low ambient temperatures may require special performance curves. | 0
119 | 120 | 1 | 0 | CalcDoe2DXCoil: Coil:Cooling:DX:SingleSpeed "6NP:CORR4 PTAC DX COOLING COIL" - Air-cooled condenser inlet dry-bulb temperature below 0 C. Outdoor dry-bulb temperature = -0.20 ... Occurrence info = CENTRAL ADMIN, 03/11 04:30 - 05:00 ... Operation at low ambient temperatures may require special performance curves. | 0
120 | 121 | 1 | 0 | CalcDoe2DXCoil: Coil:Cooling:DX:SingleSpeed "6NP:WC1 PTAC DX COOLING COIL" - Air-cooled condenser inlet dry-bulb temperature below 0 C. Outdoor dry-bulb temperature = -0.20 ... Occurrence info = CENTRAL ADMIN, 03/11 04:30 - 05:00 ... Operation at low ambient temperatures may require special performance curves. | 0
121 | 122 | 1 | 0 | GetDensityGlycol: Temperature is out of range (too high) for fluid [WATER] density ** ..Called From:PlantPumps:CalcPumps:,Temperature=[100.05], supplied data range=[0.00,100.00] Environment=CENTRAL ADMIN, at Simulation time=06/07 10:30 - 11:00 | 0
122 | 123 | 1 | 0 | GetSpecificHeatGlycol: Temperature is out of range (too high) for fluid [WATER] specific heat ** ..Called From:PlantLoopSolver::EvaluateLoopSetPointLoad,Temperature=[125.04], supplied data range=[0.00,125.00] Environment=CENTRAL ADMIN, at Simulation time=06/23 05:00 - 05:30 | 0
123 | 124 | 1 | 0 | GetSpecificHeatGlycol: Temperature is out of range (too low) for fluid [WATER] specific heat supplied values ** ..Called From:NodeReportingCalc:5NP AHU HEATING COIL WATER OUTLET NODE,Temperature=[-2.57], supplied data range=[0.00,125.00] Environment=CENTRAL ADMIN, at Simulation time=09/15 04:00 - 04:03 | 0
124 | 125 | 1 | 0 | GetDensityGlycol: Temperature is out of range (too low) for fluid [WATER] density ** ..Called From:NodeReportingCalc:5NP AHU HEATING COIL WATER OUTLET NODE,Temperature=[-2.57], supplied data range=[0.00,100.00] Environment=CENTRAL ADMIN, at Simulation time=09/15 04:00 - 04:03 | 0
125 | 126 | 1 | 0 | CalcDoe2DXCoil: Coil:Cooling:DX:SingleSpeed "5NP:WC1 PTAC DX COOLING COIL" - Air-cooled condenser inlet dry-bulb temperature below 0 C. Outdoor dry-bulb temperature = -0.50 ... Occurrence info = CENTRAL ADMIN, 10/27 08:00 - 08:06 ... Operation at low ambient temperatures may require special performance curves. | 0
126 | 127 | 1 | 0 | CalcDoe2DXCoil: Coil:Cooling:DX:SingleSpeed "5NP:WC2 PTAC DX COOLING COIL" - Air-cooled condenser inlet dry-bulb temperature below 0 C. Outdoor dry-bulb temperature = -0.50 ... Occurrence info = CENTRAL ADMIN, 10/27 08:00 - 08:06 ... Operation at low ambient temperatures may require special performance curves. | 0
127 | 128 | 1 | 0 | CalcDoe2DXCoil: Coil:Cooling:DX:SingleSpeed "5NP:WC3 PTAC DX COOLING COIL" - Air-cooled condenser inlet dry-bulb temperature below 0 C. Outdoor dry-bulb temperature = -0.50 ... Occurrence info = CENTRAL ADMIN, 10/27 08:06 - 08:12 ... Operation at low ambient temperatures may require special performance curves. | 0
128 | 129 | 1 | 0 | The following Report Variables were requested but not generated because IDF did not contain these elements or misspelled variable name -- check .rdd file | 1
129 | 130 | 1 | 0 | CalcDoe2DXCoil: Coil:Cooling:DX:SingleSpeed="5NP:KITCH PTAC DX COOLING COIL" - Low condenser dry-bulb temperature error continues... | 2144
130 | 131 | 1 | 0 | CalcDoe2DXCoil: Coil:Cooling:DX:SingleSpeed="4NP:OFF9 PTAC DX COOLING COIL" - Low condenser dry-bulb temperature error continues... | 396
131 | 132 | 1 | 0 | CalcDoe2DXCoil: Coil:Cooling:DX:SingleSpeed="4NP:OFF8 PTAC DX COOLING COIL" - Low condenser dry-bulb temperature error continues... | 185
132 | 133 | 1 | 0 | CalcDoe2DXCoil: Coil:Cooling:DX:SingleSpeed="5NP:OFF9 PTAC DX COOLING COIL" - Low condenser dry-bulb temperature error continues... | 94
133 | 134 | 1 | 0 | CalcDoe2DXCoil: Coil:Cooling:DX:SingleSpeed="4NP:KITCH PTAC DX COOLING COIL" - Low condenser dry-bulb temperature error continues... | 1393
134 | 135 | 1 | 0 | CalcDoe2DXCoil: Coil:Cooling:DX:SingleSpeed="5NP:OFF5 PTAC DX COOLING COIL" - Low condenser dry-bulb temperature error continues... | 62
135 | 136 | 1 | 0 | CalcDoe2DXCoil: Coil:Cooling:DX:SingleSpeed="6NP:KITCH PTAC DX COOLING COIL" - Low condenser dry-bulb temperature error continues... | 1367
136 | 137 | 1 | 0 | CalcDoe2DXCoil: Coil:Cooling:DX:SingleSpeed="5NP AHU UNITARY COOLING COIL DX COOLING COIL" - Air volume flow rate per watt of rated total cooling capacity is out of range error continues... | 80566
137 | 138 | 1 | 0 | CalcDoe2DXCoil: Coil:Cooling:DX:SingleSpeed="6NP AHU UNITARY COOLING COIL DX COOLING COIL" - Air volume flow rate per watt of rated total cooling capacity is out of range error continues... | 80640
138 | 139 | 1 | 0 | CalcDoe2DXCoil: Coil:Cooling:DX:SingleSpeed="5NP AHU UNITARY COOLING COIL DX COOLING COIL" - Full load outlet temperature indicates a possibility of frost/freeze error continues. Outlet air temperature statistics follow: | 16035
139 | 140 | 1 | 0 | CalcDoe2DXCoil: Coil:Cooling:DX:SingleSpeed="6NP:OFF5 PTAC DX COOLING COIL" - Low condenser dry-bulb temperature error continues... | 109
140 | 141 | 1 | 0 | CalcDoe2DXCoil: Coil:Cooling:DX:SingleSpeed="6NP:OFFICETYPE3CT/1 PTAC DX COOLING COIL" - Low condenser dry-bulb temperature error continues... | 44
141 | 142 | 1 | 0 | CalcDoe2DXCoil: Coil:Cooling:DX:SingleSpeed="5NP:OFFICE PTAC DX COOLING COIL" - Low condenser dry-bulb temperature error continues... | 249
142 | 143 | 1 | 0 | CalcDoe2DXCoil: Coil:Cooling:DX:SingleSpeed="4NP:OFFICE PTAC DX COOLING COIL" - Low condenser dry-bulb temperature error continues... | 163
143 | 144 | 1 | 0 | CalcDoe2DXCoil: Coil:Cooling:DX:SingleSpeed="3NP:OFF2 PTAC DX COOLING COIL" - Low condenser dry-bulb temperature error continues... | 57
144 | 145 | 1 | 0 | CalcDoe2DXCoil: Coil:Cooling:DX:SingleSpeed="3NP:OFF4 PTAC DX COOLING COIL" - Low condenser dry-bulb temperature error continues... | 49
145 | 146 | 1 | 0 | CalcDoe2DXCoil: Coil:Cooling:DX:SingleSpeed="4NP:OFF3 PTAC DX COOLING COIL" - Low condenser dry-bulb temperature error continues... | 45
146 | 147 | 1 | 0 | CalcDoe2DXCoil: Coil:Cooling:DX:SingleSpeed="5NP:OFF3 PTAC DX COOLING COIL" - Low condenser dry-bulb temperature error continues... | 53
147 | 148 | 1 | 0 | CalcDoe2DXCoil: Coil:Cooling:DX:SingleSpeed="6NP:OFFICE PTAC DX COOLING COIL" - Low condenser dry-bulb temperature error continues... | 167
148 | 149 | 1 | 0 | CalcDoe2DXCoil: Coil:Cooling:DX:SingleSpeed="6NP:OFF7 PTAC DX COOLING COIL" - Low condenser dry-bulb temperature error continues... | 62
149 | 150 | 1 | 0 | CalcDoe2DXCoil: Coil:Cooling:DX:SingleSpeed="3NP:OFF1 PTAC DX COOLING COIL" - Low condenser dry-bulb temperature error continues... | 44
150 | 151 | 1 | 0 | CalcDoe2DXCoil: Coil:Cooling:DX:SingleSpeed="3NP:OFF3 PTAC DX COOLING COIL" - Low condenser dry-bulb temperature error continues... | 34
151 | 152 | 1 | 0 | CalcDoe2DXCoil: Coil:Cooling:DX:SingleSpeed="4NP:OFF1 PTAC DX COOLING COIL" - Low condenser dry-bulb temperature error continues... | 42
152 | 153 | 1 | 0 | CalcDoe2DXCoil: Coil:Cooling:DX:SingleSpeed="4NP:OFF4 PTAC DX COOLING COIL" - Low condenser dry-bulb temperature error continues... | 33
153 | 154 | 1 | 0 | CalcDoe2DXCoil: Coil:Cooling:DX:SingleSpeed="4NP:OFF5 PTAC DX COOLING COIL" - Low condenser dry-bulb temperature error continues... | 34
154 | 155 | 1 | 0 | CalcDoe2DXCoil: Coil:Cooling:DX:SingleSpeed="3NP:OFF6 PTAC DX COOLING COIL" - Low condenser dry-bulb temperature error continues... | 24
155 | 156 | 1 | 0 | CalcDoe2DXCoil: Coil:Cooling:DX:SingleSpeed="5NP:OFF1 PTAC DX COOLING COIL" - Low condenser dry-bulb temperature error continues... | 7
156 | 157 | 1 | 0 | CalcDoe2DXCoil: Coil:Cooling:DX:SingleSpeed="4NP:OFF2 PTAC DX COOLING COIL" - Low condenser dry-bulb temperature error continues... | 13
157 | 158 | 1 | 0 | CalcDoe2DXCoil: Coil:Cooling:DX:SingleSpeed="5NP:WC PTAC DX COOLING COIL" - Low condenser dry-bulb temperature error continues... | 9
158 | 159 | 1 | 0 | CalcDoe2DXCoil: Coil:Cooling:DX:SingleSpeed="6NP:WC PTAC DX COOLING COIL" - Low condenser dry-bulb temperature error continues... | 50
159 | 160 | 1 | 0 | CalcDoe2DXCoil: Coil:Cooling:DX:SingleSpeed="6NP AHU UNITARY COOLING COIL DX COOLING COIL" - Full load outlet temperature indicates a possibility of frost/freeze error continues. Outlet air temperature statistics follow: | 16071
160 | 161 | 1 | 0 | CalcDoe2DXCoil: Coil:Cooling:DX:SingleSpeed="6NP:CORR5 PTAC DX COOLING COIL" - Low condenser dry-bulb temperature error continues... | 23
161 | 162 | 1 | 0 | CalcDoe2DXCoil: Coil:Cooling:DX:SingleSpeed="6NP:WC2 PTAC DX COOLING COIL" - Low condenser dry-bulb temperature error continues... | 48
162 | 163 | 1 | 0 | CalcDoe2DXCoil: Coil:Cooling:DX:SingleSpeed="6NP:WC3 PTAC DX COOLING COIL" - Low condenser dry-bulb temperature error continues... | 52
163 | 164 | 1 | 0 | CalcDoe2DXCoil: Coil:Cooling:DX:SingleSpeed="6NP:CORR4 PTAC DX COOLING COIL" - Low condenser dry-bulb temperature error continues... | 9
164 | 165 | 1 | 0 | CalcDoe2DXCoil: Coil:Cooling:DX:SingleSpeed="6NP:WC1 PTAC DX COOLING COIL" - Low condenser dry-bulb temperature error continues... | 40
165 | 166 | 1 | 0 | Plant loop exceeding upper temperature limit, PlantLoop="AHU HEATING" | 62745
166 | 167 | 1 | 0 | GetDensityGlycol: Temperature out of range (too high) for fluid [WATER] density ** | 653206
167 | 168 | 1 | 0 | GetSpecificHeatGlycol: Temperature out of range (too high) for fluid [WATER] specific heat ** | 1598345
168 | 169 | 1 | 0 | GetSpecificHeatGlycol: Temperature out of range (too low) for fluid [WATER] specific heat ** | 4
169 | 170 | 1 | 0 | GetDensityGlycol: Temperature out of range (too low) for fluid [WATER] density ** | 4
170 | 171 | 1 | 0 | CalcDoe2DXCoil: Coil:Cooling:DX:SingleSpeed="5NP:WC1 PTAC DX COOLING COIL" - Low condenser dry-bulb temperature error continues... | 5
171 | 172 | 1 | 0 | CalcDoe2DXCoil: Coil:Cooling:DX:SingleSpeed="5NP:WC2 PTAC DX COOLING COIL" - Low condenser dry-bulb temperature error continues... | 5
172 | 173 | 1 | 0 | CalcDoe2DXCoil: Coil:Cooling:DX:SingleSpeed="5NP:WC3 PTAC DX COOLING COIL" - Low condenser dry-bulb temperature error continues... | 4

## NominalOtherEquipment
| NominalOtherEquipmentIndex | ObjectName | ZoneIndex | ScheduleIndex | DesignLevel | FractionLatent | FractionRadiant | FractionLost | FractionConvected | EndUseSubcategory
0 | EMPTY | EMPTY | EMPTY | EMPTY | EMPTY | EMPTY | EMPTY | EMPTY | EMPTY | EMPTY

## NominalPeople
| NominalPeopleIndex | ObjectName | ZoneIndex | NumberOfPeople | NumberOfPeopleScheduleIndex | ActivityScheduleIndex | FractionRadiant | FractionConvected | WorkEfficiencyScheduleIndex | ClothingEfficiencyScheduleIndex | AirVelocityScheduleIndex | Fanger | Pierce | KSU | MRTCalcType | SurfaceIndex | AngleFactorListName | AngleFactorList | UserSpecifeidSensibleFraction | Show55Warning
0 | 1 | PEOPLE 3NP:CORR1 | 1 | 2.6961 | 30 | 51 | 0.3 | 0.7 | -1 | -1 | -1 | 0 | 0 | 0 | 0 | -1 |  | -1 | -99999 | 0
1 | 2 | PEOPLE 3NP:CORR2 | 2 | 12.4698 | 30 | 53 | 0.3 | 0.7 | -1 | -1 | -1 | 0 | 0 | 0 | 0 | -1 |  | -1 | -99999 | 0
2 | 3 | PEOPLE 3NP:CORR3 | 3 | 8.5518 | 30 | 55 | 0.3 | 0.7 | -1 | -1 | -1 | 0 | 0 | 0 | 0 | -1 |  | -1 | -99999 | 0
3 | 4 | PEOPLE 3NP:OFF1 | 4 | 9.6609 | 41 | 57 | 0.3 | 0.7 | -1 | -1 | -1 | 0 | 0 | 0 | 0 | -1 |  | -1 | -99999 | 0
4 | 5 | PEOPLE 3NP:STORE1 | 5 | 0.25065 | 33 | 59 | 0.3 | 0.7 | -1 | -1 | -1 | 0 | 0 | 0 | 0 | -1 |  | -1 | -99999 | 0
5 | 6 | PEOPLE 3NP:WC1 | 6 | 1.9406 | 35 | 61 | 0.3 | 0.7 | -1 | -1 | -1 | 0 | 0 | 0 | 0 | -1 |  | -1 | -99999 | 0
6 | 7 | PEOPLE 3NP:WC2 | 7 | 1.5736 | 35 | 63 | 0.3 | 0.7 | -1 | -1 | -1 | 0 | 0 | 0 | 0 | -1 |  | -1 | -99999 | 0
7 | 8 | PEOPLE 3NP:SHAFT1 | 8 | 0 | 9 | 65 | 0.3 | 0.7 | -1 | -1 | -1 | 0 | 0 | 0 | 0 | -1 |  | -1 | -99999 | 0
8 | 9 | PEOPLE 3NP:STORE | 9 | 0.225 | 33 | 67 | 0.3 | 0.7 | -1 | -1 | -1 | 0 | 0 | 0 | 0 | -1 |  | -1 | -99999 | 0
9 | 10 | PEOPLE 3NP:MECH | 10 | 1.003 | 38 | 69 | 0.3 | 0.7 | -1 | -1 | -1 | 0 | 0 | 0 | 0 | -1 |  | -1 | -99999 | 0
10 | 11 | PEOPLE 3NP:CORR4 | 11 | 2.1771 | 30 | 71 | 0.3 | 0.7 | -1 | -1 | -1 | 0 | 0 | 0 | 0 | -1 |  | -1 | -99999 | 0
11 | 12 | PEOPLE 3NP:WC3 | 12 | 2.0232 | 35 | 73 | 0.3 | 0.7 | -1 | -1 | -1 | 0 | 0 | 0 | 0 | -1 |  | -1 | -99999 | 0
12 | 13 | PEOPLE 3NP:CORR | 13 | 2.5901 | 30 | 75 | 0.3 | 0.7 | -1 | -1 | -1 | 0 | 0 | 0 | 0 | -1 |  | -1 | -99999 | 0
13 | 14 | PEOPLE 3NP:SHAFT2 | 14 | 0 | 9 | 77 | 0.3 | 0.7 | -1 | -1 | -1 | 0 | 0 | 0 | 0 | -1 |  | -1 | -99999 | 0
14 | 15 | PEOPLE 3NP:SHAFT3 | 15 | 0 | 9 | 79 | 0.3 | 0.7 | -1 | -1 | -1 | 0 | 0 | 0 | 0 | -1 |  | -1 | -99999 | 0
15 | 16 | PEOPLE 3NP:OFF2 | 16 | 2.2385 | 41 | 81 | 0.3 | 0.7 | -1 | -1 | -1 | 0 | 0 | 0 | 0 | -1 |  | -1 | -99999 | 0
16 | 17 | PEOPLE 3NP:LOBBY | 17 | 8.4509 | 30 | 83 | 0.3 | 0.7 | -1 | -1 | -1 | 0 | 0 | 0 | 0 | -1 |  | -1 | -99999 | 0
17 | 18 | PEOPLE 3NP:OFF3 | 18 | 6.0568 | 41 | 85 | 0.3 | 0.7 | -1 | -1 | -1 | 0 | 0 | 0 | 0 | -1 |  | -1 | -99999 | 0
18 | 19 | PEOPLE 3NP:SHAFT | 19 | 0 | 9 | 87 | 0.3 | 0.7 | -1 | -1 | -1 | 0 | 0 | 0 | 0 | -1 |  | -1 | -99999 | 0
19 | 20 | PEOPLE 3NP:WC4 | 20 | 2.1356 | 35 | 89 | 0.3 | 0.7 | -1 | -1 | -1 | 0 | 0 | 0 | 0 | -1 |  | -1 | -99999 | 0
20 | 21 | PEOPLE 3NP:OFF4 | 21 | 6.9496 | 41 | 91 | 0.3 | 0.7 | -1 | -1 | -1 | 0 | 0 | 0 | 0 | -1 |  | -1 | -99999 | 0
21 | 22 | PEOPLE 3NP:OFF5 | 22 | 5.5282 | 41 | 93 | 0.3 | 0.7 | -1 | -1 | -1 | 0 | 0 | 0 | 0 | -1 |  | -1 | -99999 | 0
22 | 23 | PEOPLE 3NP:OFF6 | 23 | 4.0605 | 41 | 95 | 0.3 | 0.7 | -1 | -1 | -1 | 0 | 0 | 0 | 0 | -1 |  | -1 | -99999 | 0
23 | 24 | PEOPLE 3NP:WC | 24 | 0.70138 | 35 | 97 | 0.3 | 0.7 | -1 | -1 | -1 | 0 | 0 | 0 | 0 | -1 |  | -1 | -99999 | 0
24 | 25 | PEOPLE 3NP:OFF7 | 25 | 1.154 | 41 | 99 | 0.3 | 0.7 | -1 | -1 | -1 | 0 | 0 | 0 | 0 | -1 |  | -1 | -99999 | 0
25 | 26 | PEOPLE 3NP:OFF | 26 | 3.8168 | 41 | 101 | 0.3 | 0.7 | -1 | -1 | -1 | 0 | 0 | 0 | 0 | -1 |  | -1 | -99999 | 0
26 | 27 | PEOPLE 4NP:CORR1 | 27 | 2.5901 | 30 | 103 | 0.3 | 0.7 | -1 | -1 | -1 | 0 | 0 | 0 | 0 | -1 |  | -1 | -99999 | 0
27 | 28 | PEOPLE 4NP:CORR2 | 28 | 2.449 | 30 | 105 | 0.3 | 0.7 | -1 | -1 | -1 | 0 | 0 | 0 | 0 | -1 |  | -1 | -99999 | 0
28 | 29 | PEOPLE 4NP:MECH1 | 29 | 1.276 | 38 | 107 | 0.3 | 0.7 | -1 | -1 | -1 | 0 | 0 | 0 | 0 | -1 |  | -1 | -99999 | 0
29 | 30 | PEOPLE 4NP:WC1 | 30 | 1.9558 | 35 | 109 | 0.3 | 0.7 | -1 | -1 | -1 | 0 | 0 | 0 | 0 | -1 |  | -1 | -99999 | 0
30 | 31 | PEOPLE 4NP:CORR3 | 31 | 9.1744 | 30 | 111 | 0.3 | 0.7 | -1 | -1 | -1 | 0 | 0 | 0 | 0 | -1 |  | -1 | -99999 | 0
31 | 32 | PEOPLE 4NP:SHAFT1 | 32 | 0 | 9 | 113 | 0.3 | 0.7 | -1 | -1 | -1 | 0 | 0 | 0 | 0 | -1 |  | -1 | -99999 | 0
32 | 33 | PEOPLE 4NP:CORR4 | 33 | 4.9548 | 30 | 115 | 0.3 | 0.7 | -1 | -1 | -1 | 0 | 0 | 0 | 0 | -1 |  | -1 | -99999 | 0
33 | 34 | PEOPLE 4NP:OFF1 | 34 | 9.6609 | 41 | 117 | 0.3 | 0.7 | -1 | -1 | -1 | 0 | 0 | 0 | 0 | -1 |  | -1 | -99999 | 0
34 | 35 | PEOPLE 4NP:SHAFT2 | 35 | 0 | 9 | 119 | 0.3 | 0.7 | -1 | -1 | -1 | 0 | 0 | 0 | 0 | -1 |  | -1 | -99999 | 0
35 | 36 | PEOPLE 4NP:SHAFT3 | 36 | 0 | 9 | 121 | 0.3 | 0.7 | -1 | -1 | -1 | 0 | 0 | 0 | 0 | -1 |  | -1 | -99999 | 0
36 | 37 | PEOPLE 4NP:CORR5 | 37 | 6.9771 | 30 | 123 | 0.3 | 0.7 | -1 | -1 | -1 | 0 | 0 | 0 | 0 | -1 |  | -1 | -99999 | 0
37 | 38 | PEOPLE 4NP:STORE | 38 | 0.21 | 33 | 125 | 0.3 | 0.7 | -1 | -1 | -1 | 0 | 0 | 0 | 0 | -1 |  | -1 | -99999 | 0
38 | 39 | PEOPLE 4NP:SHAFT4 | 39 | 0 | 9 | 127 | 0.3 | 0.7 | -1 | -1 | -1 | 0 | 0 | 0 | 0 | -1 |  | -1 | -99999 | 0
39 | 40 | PEOPLE 4NP:KITCH | 40 | 1.296 | 46 | 129 | 0.3 | 0.7 | -1 | -1 | -1 | 0 | 0 | 0 | 0 | -1 |  | -1 | -99999 | 0
40 | 41 | PEOPLE 4NP:WC2 | 41 | 1.5736 | 35 | 131 | 0.3 | 0.7 | -1 | -1 | -1 | 0 | 0 | 0 | 0 | -1 |  | -1 | -99999 | 0
41 | 42 | PEOPLE 4NP:OFF2 | 42 | 2.2267 | 41 | 133 | 0.3 | 0.7 | -1 | -1 | -1 | 0 | 0 | 0 | 0 | -1 |  | -1 | -99999 | 0
42 | 43 | PEOPLE 4NP:OFF3 | 43 | 1.736 | 41 | 135 | 0.3 | 0.7 | -1 | -1 | -1 | 0 | 0 | 0 | 0 | -1 |  | -1 | -99999 | 0
43 | 44 | PEOPLE 4NP:OFF4 | 44 | 2.4741 | 41 | 137 | 0.3 | 0.7 | -1 | -1 | -1 | 0 | 0 | 0 | 0 | -1 |  | -1 | -99999 | 0
44 | 45 | PEOPLE 4NP:WC3 | 45 | 0.54402 | 35 | 139 | 0.3 | 0.7 | -1 | -1 | -1 | 0 | 0 | 0 | 0 | -1 |  | -1 | -99999 | 0
45 | 46 | PEOPLE 4NP:MECH | 46 | 1.43 | 38 | 141 | 0.3 | 0.7 | -1 | -1 | -1 | 0 | 0 | 0 | 0 | -1 |  | -1 | -99999 | 0
46 | 47 | PEOPLE 4NP:CORR6 | 47 | 6.5583 | 30 | 143 | 0.3 | 0.7 | -1 | -1 | -1 | 0 | 0 | 0 | 0 | -1 |  | -1 | -99999 | 0
47 | 48 | PEOPLE 4NP:OFFICE | 48 | 2.775 | 41 | 145 | 0.3 | 0.7 | -1 | -1 | -1 | 0 | 0 | 0 | 0 | -1 |  | -1 | -99999 | 0
48 | 49 | PEOPLE 4NP:OFF5 | 49 | 2.3563 | 41 | 147 | 0.3 | 0.7 | -1 | -1 | -1 | 0 | 0 | 0 | 0 | -1 |  | -1 | -99999 | 0
49 | 50 | PEOPLE 4NP:SHAFT | 50 | 0 | 9 | 149 | 0.3 | 0.7 | -1 | -1 | -1 | 0 | 0 | 0 | 0 | -1 |  | -1 | -99999 | 0
50 | 51 | PEOPLE 4NP:WC | 51 | 2.1356 | 35 | 151 | 0.3 | 0.7 | -1 | -1 | -1 | 0 | 0 | 0 | 0 | -1 |  | -1 | -99999 | 0
51 | 52 | PEOPLE 4NP:CORR | 52 | 4.4362 | 30 | 153 | 0.3 | 0.7 | -1 | -1 | -1 | 0 | 0 | 0 | 0 | -1 |  | -1 | -99999 | 0
52 | 53 | PEOPLE 4NP:OFF6 | 53 | 1.0243 | 41 | 155 | 0.3 | 0.7 | -1 | -1 | -1 | 0 | 0 | 0 | 0 | -1 |  | -1 | -99999 | 0
53 | 54 | PEOPLE 4NP:OFF7 | 54 | 3.1349 | 41 | 157 | 0.3 | 0.7 | -1 | -1 | -1 | 0 | 0 | 0 | 0 | -1 |  | -1 | -99999 | 0
54 | 55 | PEOPLE 4NP:OFF8 | 55 | 4.6578 | 41 | 159 | 0.3 | 0.7 | -1 | -1 | -1 | 0 | 0 | 0 | 0 | -1 |  | -1 | -99999 | 0
55 | 56 | PEOPLE 4NP:OFF9 | 56 | 6.5944 | 41 | 161 | 0.3 | 0.7 | -1 | -1 | -1 | 0 | 0 | 0 | 0 | -1 |  | -1 | -99999 | 0
56 | 57 | PEOPLE 4NP:LOBBY | 57 | 5.9646 | 30 | 163 | 0.3 | 0.7 | -1 | -1 | -1 | 0 | 0 | 0 | 0 | -1 |  | -1 | -99999 | 0
57 | 58 | PEOPLE 4NP:OFF | 58 | 10.4569 | 41 | 165 | 0.3 | 0.7 | -1 | -1 | -1 | 0 | 0 | 0 | 0 | -1 |  | -1 | -99999 | 0
58 | 59 | PEOPLE 5NP:CORR1 | 59 | 2.5901 | 30 | 167 | 0.3 | 0.7 | -1 | -1 | -1 | 0 | 0 | 0 | 0 | -1 |  | -1 | -99999 | 0
59 | 60 | PEOPLE 5NP:CORR2 | 60 | 2.449 | 30 | 169 | 0.3 | 0.7 | -1 | -1 | -1 | 0 | 0 | 0 | 0 | -1 |  | -1 | -99999 | 0
60 | 61 | PEOPLE 5NP:MECH1 | 61 | 1.276 | 38 | 171 | 0.3 | 0.7 | -1 | -1 | -1 | 0 | 0 | 0 | 0 | -1 |  | -1 | -99999 | 0
61 | 62 | PEOPLE 5NP:WC1 | 62 | 1.9558 | 35 | 173 | 0.3 | 0.7 | -1 | -1 | -1 | 0 | 0 | 0 | 0 | -1 |  | -1 | -99999 | 0
62 | 63 | PEOPLE 5NP:CORR3 | 63 | 9.1744 | 30 | 175 | 0.3 | 0.7 | -1 | -1 | -1 | 0 | 0 | 0 | 0 | -1 |  | -1 | -99999 | 0
63 | 64 | PEOPLE 5NP:SHAFT1 | 64 | 0 | 9 | 177 | 0.3 | 0.7 | -1 | -1 | -1 | 0 | 0 | 0 | 0 | -1 |  | -1 | -99999 | 0
64 | 65 | PEOPLE 5NP:CORR4 | 65 | 4.9548 | 30 | 179 | 0.3 | 0.7 | -1 | -1 | -1 | 0 | 0 | 0 | 0 | -1 |  | -1 | -99999 | 0
65 | 66 | PEOPLE 5NP:OFF1 | 66 | 9.6609 | 41 | 181 | 0.3 | 0.7 | -1 | -1 | -1 | 0 | 0 | 0 | 0 | -1 |  | -1 | -99999 | 0
66 | 67 | PEOPLE 5NP:SHAFT2 | 67 | 0 | 9 | 183 | 0.3 | 0.7 | -1 | -1 | -1 | 0 | 0 | 0 | 0 | -1 |  | -1 | -99999 | 0
67 | 68 | PEOPLE 5NP:SHAFT3 | 68 | 0 | 9 | 185 | 0.3 | 0.7 | -1 | -1 | -1 | 0 | 0 | 0 | 0 | -1 |  | -1 | -99999 | 0
68 | 69 | PEOPLE 5NP:CORR5 | 69 | 6.9771 | 30 | 187 | 0.3 | 0.7 | -1 | -1 | -1 | 0 | 0 | 0 | 0 | -1 |  | -1 | -99999 | 0
69 | 70 | PEOPLE 5NP:STORE | 70 | 0.21 | 33 | 189 | 0.3 | 0.7 | -1 | -1 | -1 | 0 | 0 | 0 | 0 | -1 |  | -1 | -99999 | 0
70 | 71 | PEOPLE 5NP:SHAFT4 | 71 | 0 | 9 | 191 | 0.3 | 0.7 | -1 | -1 | -1 | 0 | 0 | 0 | 0 | -1 |  | -1 | -99999 | 0
71 | 72 | PEOPLE 5NP:KITCH | 72 | 1.296 | 46 | 193 | 0.3 | 0.7 | -1 | -1 | -1 | 0 | 0 | 0 | 0 | -1 |  | -1 | -99999 | 0
72 | 73 | PEOPLE 5NP:WC2 | 73 | 1.5736 | 35 | 195 | 0.3 | 0.7 | -1 | -1 | -1 | 0 | 0 | 0 | 0 | -1 |  | -1 | -99999 | 0
73 | 74 | PEOPLE 5NP:OFF2 | 74 | 2.2267 | 41 | 197 | 0.3 | 0.7 | -1 | -1 | -1 | 0 | 0 | 0 | 0 | -1 |  | -1 | -99999 | 0
74 | 75 | PEOPLE 5NP:OFF3 | 75 | 1.736 | 41 | 199 | 0.3 | 0.7 | -1 | -1 | -1 | 0 | 0 | 0 | 0 | -1 |  | -1 | -99999 | 0
75 | 76 | PEOPLE 5NP:OFF4 | 76 | 2.4741 | 41 | 201 | 0.3 | 0.7 | -1 | -1 | -1 | 0 | 0 | 0 | 0 | -1 |  | -1 | -99999 | 0
76 | 77 | PEOPLE 5NP:WC3 | 77 | 0.54402 | 35 | 203 | 0.3 | 0.7 | -1 | -1 | -1 | 0 | 0 | 0 | 0 | -1 |  | -1 | -99999 | 0
77 | 78 | PEOPLE 5NP:MECH | 78 | 1.43 | 38 | 205 | 0.3 | 0.7 | -1 | -1 | -1 | 0 | 0 | 0 | 0 | -1 |  | -1 | -99999 | 0
78 | 79 | PEOPLE 5NP:CORR6 | 79 | 6.5583 | 30 | 207 | 0.3 | 0.7 | -1 | -1 | -1 | 0 | 0 | 0 | 0 | -1 |  | -1 | -99999 | 0
79 | 80 | PEOPLE 5NP:OFFICE | 80 | 2.775 | 41 | 209 | 0.3 | 0.7 | -1 | -1 | -1 | 0 | 0 | 0 | 0 | -1 |  | -1 | -99999 | 0
80 | 81 | PEOPLE 5NP:OFF8 | 81 | 2.3563 | 41 | 211 | 0.3 | 0.7 | -1 | -1 | -1 | 0 | 0 | 0 | 0 | -1 |  | -1 | -99999 | 0
81 | 82 | PEOPLE 5NP:SHAFT | 82 | 0 | 9 | 213 | 0.3 | 0.7 | -1 | -1 | -1 | 0 | 0 | 0 | 0 | -1 |  | -1 | -99999 | 0
82 | 83 | PEOPLE 5NP:WC | 83 | 2.1356 | 35 | 215 | 0.3 | 0.7 | -1 | -1 | -1 | 0 | 0 | 0 | 0 | -1 |  | -1 | -99999 | 0
83 | 84 | PEOPLE 5NP:CORR | 84 | 4.4362 | 30 | 217 | 0.3 | 0.7 | -1 | -1 | -1 | 0 | 0 | 0 | 0 | -1 |  | -1 | -99999 | 0
84 | 85 | PEOPLE 5NP:OFFICETYPE2 | 85 | 1.0243 | 41 | 219 | 0.3 | 0.7 | -1 | -1 | -1 | 0 | 0 | 0 | 0 | -1 |  | -1 | -99999 | 0
85 | 86 | PEOPLE 5NP:OFF7 | 86 | 3.1349 | 41 | 221 | 0.3 | 0.7 | -1 | -1 | -1 | 0 | 0 | 0 | 0 | -1 |  | -1 | -99999 | 0
86 | 87 | PEOPLE 5NP:OFF5 | 87 | 4.6578 | 41 | 223 | 0.3 | 0.7 | -1 | -1 | -1 | 0 | 0 | 0 | 0 | -1 |  | -1 | -99999 | 0
87 | 88 | PEOPLE 5NP:OFF9 | 88 | 6.5944 | 41 | 225 | 0.3 | 0.7 | -1 | -1 | -1 | 0 | 0 | 0 | 0 | -1 |  | -1 | -99999 | 0
88 | 89 | PEOPLE 5NP:LOBBY | 89 | 5.9646 | 30 | 227 | 0.3 | 0.7 | -1 | -1 | -1 | 0 | 0 | 0 | 0 | -1 |  | -1 | -99999 | 0
89 | 90 | PEOPLE 5NP:OFF | 90 | 10.4569 | 41 | 229 | 0.3 | 0.7 | -1 | -1 | -1 | 0 | 0 | 0 | 0 | -1 |  | -1 | -99999 | 0
90 | 91 | PEOPLE 6NP:OFF1 | 91 | 10.4569 | 41 | 231 | 0.3 | 0.7 | -1 | -1 | -1 | 0 | 0 | 0 | 0 | -1 |  | -1 | -99999 | 0
91 | 92 | PEOPLE 6NP:CORR1 | 92 | 6.5583 | 30 | 233 | 0.3 | 0.7 | -1 | -1 | -1 | 0 | 0 | 0 | 0 | -1 |  | -1 | -99999 | 0
92 | 93 | PEOPLE 6NP:OFF2 | 93 | 2.3563 | 41 | 235 | 0.3 | 0.7 | -1 | -1 | -1 | 0 | 0 | 0 | 0 | -1 |  | -1 | -99999 | 0
93 | 94 | PEOPLE 6NP:OFF3 | 94 | 9.6609 | 41 | 237 | 0.3 | 0.7 | -1 | -1 | -1 | 0 | 0 | 0 | 0 | -1 |  | -1 | -99999 | 0
94 | 95 | PEOPLE 6NP:OFF4 | 95 | 2.4741 | 41 | 239 | 0.3 | 0.7 | -1 | -1 | -1 | 0 | 0 | 0 | 0 | -1 |  | -1 | -99999 | 0
95 | 96 | PEOPLE 6NP:LOBBY | 96 | 5.9646 | 30 | 241 | 0.3 | 0.7 | -1 | -1 | -1 | 0 | 0 | 0 | 0 | -1 |  | -1 | -99999 | 0
96 | 97 | PEOPLE 6NP:OFF5 | 97 | 6.5944 | 41 | 243 | 0.3 | 0.7 | -1 | -1 | -1 | 0 | 0 | 0 | 0 | -1 |  | -1 | -99999 | 0
97 | 98 | PEOPLE 6NP:CORR2 | 98 | 2.5901 | 30 | 245 | 0.3 | 0.7 | -1 | -1 | -1 | 0 | 0 | 0 | 0 | -1 |  | -1 | -99999 | 0
98 | 99 | PEOPLE 6NP:SHAFT1 | 99 | 0 | 9 | 247 | 0.3 | 0.7 | -1 | -1 | -1 | 0 | 0 | 0 | 0 | -1 |  | -1 | -99999 | 0
99 | 100 | PEOPLE 6NP:CORR3 | 100 | 2.449 | 30 | 249 | 0.3 | 0.7 | -1 | -1 | -1 | 0 | 0 | 0 | 0 | -1 |  | -1 | -99999 | 0
100 | 101 | PEOPLE 6NP:CORR4 | 101 | 9.1744 | 30 | 251 | 0.3 | 0.7 | -1 | -1 | -1 | 0 | 0 | 0 | 0 | -1 |  | -1 | -99999 | 0
101 | 102 | PEOPLE 6NP:CORR5 | 102 | 4.9548 | 30 | 253 | 0.3 | 0.7 | -1 | -1 | -1 | 0 | 0 | 0 | 0 | -1 |  | -1 | -99999 | 0
102 | 103 | PEOPLE 6NP:MECH1 | 103 | 1.276 | 38 | 255 | 0.3 | 0.7 | -1 | -1 | -1 | 0 | 0 | 0 | 0 | -1 |  | -1 | -99999 | 0
103 | 104 | PEOPLE 6NP:WC1 | 104 | 1.9558 | 35 | 257 | 0.3 | 0.7 | -1 | -1 | -1 | 0 | 0 | 0 | 0 | -1 |  | -1 | -99999 | 0
104 | 105 | PEOPLE 6NP:SHAFT2 | 105 | 0 | 9 | 259 | 0.3 | 0.7 | -1 | -1 | -1 | 0 | 0 | 0 | 0 | -1 |  | -1 | -99999 | 0
105 | 106 | PEOPLE 6NP:SHAFT3 | 106 | 0 | 9 | 261 | 0.3 | 0.7 | -1 | -1 | -1 | 0 | 0 | 0 | 0 | -1 |  | -1 | -99999 | 0
106 | 107 | PEOPLE 6NP:CORR6 | 107 | 6.9771 | 30 | 263 | 0.3 | 0.7 | -1 | -1 | -1 | 0 | 0 | 0 | 0 | -1 |  | -1 | -99999 | 0
107 | 108 | PEOPLE 6NP:STORE | 108 | 0.21 | 33 | 265 | 0.3 | 0.7 | -1 | -1 | -1 | 0 | 0 | 0 | 0 | -1 |  | -1 | -99999 | 0
108 | 109 | PEOPLE 6NP:SHAFT4 | 109 | 0 | 9 | 267 | 0.3 | 0.7 | -1 | -1 | -1 | 0 | 0 | 0 | 0 | -1 |  | -1 | -99999 | 0
109 | 110 | PEOPLE 6NP:KITCH | 110 | 1.296 | 46 | 269 | 0.3 | 0.7 | -1 | -1 | -1 | 0 | 0 | 0 | 0 | -1 |  | -1 | -99999 | 0
110 | 111 | PEOPLE 6NP:WC2 | 111 | 1.5736 | 35 | 271 | 0.3 | 0.7 | -1 | -1 | -1 | 0 | 0 | 0 | 0 | -1 |  | -1 | -99999 | 0
111 | 112 | PEOPLE 6NP:OFFICETYPE3CT | 112 | 2.2267 | 41 | 273 | 0.3 | 0.7 | -1 | -1 | -1 | 0 | 0 | 0 | 0 | -1 |  | -1 | -99999 | 0
112 | 113 | PEOPLE 6NP:WC3 | 113 | 0.54402 | 35 | 275 | 0.3 | 0.7 | -1 | -1 | -1 | 0 | 0 | 0 | 0 | -1 |  | -1 | -99999 | 0
113 | 114 | PEOPLE 6NP:OFF7 | 114 | 1.736 | 41 | 277 | 0.3 | 0.7 | -1 | -1 | -1 | 0 | 0 | 0 | 0 | -1 |  | -1 | -99999 | 0
114 | 115 | PEOPLE 6NP:MECH | 115 | 1.43 | 38 | 279 | 0.3 | 0.7 | -1 | -1 | -1 | 0 | 0 | 0 | 0 | -1 |  | -1 | -99999 | 0
115 | 116 | PEOPLE 6NP:OFFICE | 116 | 2.775 | 41 | 281 | 0.3 | 0.7 | -1 | -1 | -1 | 0 | 0 | 0 | 0 | -1 |  | -1 | -99999 | 0
116 | 117 | PEOPLE 6NP:SHAFT | 117 | 0 | 9 | 283 | 0.3 | 0.7 | -1 | -1 | -1 | 0 | 0 | 0 | 0 | -1 |  | -1 | -99999 | 0
117 | 118 | PEOPLE 6NP:WC | 118 | 2.1356 | 35 | 285 | 0.3 | 0.7 | -1 | -1 | -1 | 0 | 0 | 0 | 0 | -1 |  | -1 | -99999 | 0
118 | 119 | PEOPLE 6NP:CORR | 119 | 4.4362 | 30 | 287 | 0.3 | 0.7 | -1 | -1 | -1 | 0 | 0 | 0 | 0 | -1 |  | -1 | -99999 | 0
119 | 120 | PEOPLE 6NP:OFF8 | 120 | 1.0243 | 41 | 289 | 0.3 | 0.7 | -1 | -1 | -1 | 0 | 0 | 0 | 0 | -1 |  | -1 | -99999 | 0
120 | 121 | PEOPLE 6NP:OFF9 | 121 | 3.1349 | 41 | 291 | 0.3 | 0.7 | -1 | -1 | -1 | 0 | 0 | 0 | 0 | -1 |  | -1 | -99999 | 0
121 | 122 | PEOPLE 6NP:OFFICETYPE3CT/1 | 122 | 4.6578 | 41 | 293 | 0.3 | 0.7 | -1 | -1 | -1 | 0 | 0 | 0 | 0 | -1 |  | -1 | -99999 | 0
122 | 123 | PEOPLE 7NP:MECH | 123 | 22.5961 | 38 | 295 | 0.3 | 0.7 | -1 | -1 | -1 | 0 | 0 | 0 | 0 | -1 |  | -1 | -99999 | 0

## NominalBaseboardHeaters
| NominalBaseboardHeaterIndex | ObjectName | ZoneIndex | ScheduleIndex | CapatLowTemperature | LowTemperature | CapatHighTemperature | HighTemperature | FractionRadiant | FractionConvected | EndUseSubcategory
0 | EMPTY | EMPTY | EMPTY | EMPTY | EMPTY | EMPTY | EMPTY | EMPTY | EMPTY | EMPTY | EMPTY

## ZoneSizes
| ZoneName | LoadType | DesLoad | CalcDesFlow | UserDesFlow | DesDayName | PeakHrMin | PeakTemp | PeakHumRat | CalcOutsideAirFlow
0 | 3NP:CORR1 | Cooling | 1123.7299 | 1123.7299 | 0.083492 | 0.083492 | SUMMER DESIGN DAY IN CENTRAL ADMIN | 7/15 09:00:00 | 25.575 | 0.010677
1 | 3NP:CORR1 | Heating | 1941.5688 | 2524.0394 | 0.057759 | 0.077459 | WINTER DESIGN DAY IN CENTRAL ADMIN | 1/15 07:00:00 | -12.1 | 0.001346
2 | 3NP:CORR2 | Cooling | 2664.2492 | 2664.2492 | 0.19795 | 0.35825 | SUMMER DESIGN DAY IN CENTRAL ADMIN | 7/15 16:30:00 | 30.75 | 0.010677
3 | 3NP:CORR2 | Heating | 3009.5714 | 3912.4428 | 0.089528 | 0.35825 | WINTER DESIGN DAY IN CENTRAL ADMIN | 1/15 07:00:00 | -12.1 | 0.001346
4 | 3NP:CORR3 | Cooling | 2344.6032 | 2344.6032 | 0.1742 | 0.24569 | SUMMER DESIGN DAY IN CENTRAL ADMIN | 7/15 10:30:00 | 28.3925 | 0.010677
5 | 3NP:CORR3 | Heating | 2170.0249 | 2821.0323 | 0.064553 | 0.24569 | WINTER DESIGN DAY IN CENTRAL ADMIN | 1/15 07:00:00 | -12.1 | 0.001346
6 | 3NP:OFF1 | Cooling | 7015.2173 | 8067.4999 | 0.57919 | 0.66607 | SUMMER DESIGN DAY IN CENTRAL ADMIN | 7/15 09:30:00 | 26.5525 | 0.010677
7 | 3NP:OFF1 | Heating | 2109.9844 | 2637.4805 | 0.058587 | 0.091199 | WINTER DESIGN DAY IN CENTRAL ADMIN | 1/15 08:30:00 | -12.1 | 0.001346
8 | 3NP:WC1 | Cooling | 662.1749 | 662.1749 | 0.049199 | 0.058183 | SUMMER DESIGN DAY IN CENTRAL ADMIN | 7/15 09:00:00 | 25.575 | 0.010677
9 | 3NP:WC1 | Heating | 516.9753 | 672.0679 | 0.015379 | 0.058183 | WINTER DESIGN DAY IN CENTRAL ADMIN | 1/15 07:00:00 | -12.1 | 0.001346
10 | 3NP:WC2 | Cooling | 412.3243 | 412.3243 | 0.030635 | 0.04718 | SUMMER DESIGN DAY IN CENTRAL ADMIN | 7/15 14:30:00 | 31.9 | 0.010677
11 | 3NP:WC2 | Heating | 298.9313 | 388.6107 | 0.0088927 | 0.04718 | WINTER DESIGN DAY IN CENTRAL ADMIN | 1/15 07:00:00 | -12.1 | 0.001346
12 | 3NP:CORR4 | Cooling | 543.9452 | 543.9452 | 0.040415 | 0.062547 | SUMMER DESIGN DAY IN CENTRAL ADMIN | 7/15 09:00:00 | 25.575 | 0.010677
13 | 3NP:CORR4 | Heating | 572.7169 | 744.532 | 0.017037 | 0.062547 | WINTER DESIGN DAY IN CENTRAL ADMIN | 1/15 07:00:00 | -12.1 | 0.001346
14 | 3NP:WC3 | Cooling | 541.3499 | 541.3499 | 0.040222 | 0.06066 | SUMMER DESIGN DAY IN CENTRAL ADMIN | 7/15 15:00:00 | 31.9 | 0.010677
15 | 3NP:WC3 | Heating | 371.0385 | 482.3501 | 0.011038 | 0.06066 | WINTER DESIGN DAY IN CENTRAL ADMIN | 1/15 07:00:00 | -12.1 | 0.001346
16 | 3NP:CORR | Cooling | 3010.0766 | 3010.0766 | 0.22365 | 0.22365 | SUMMER DESIGN DAY IN CENTRAL ADMIN | 7/15 18:00:00 | 29.14 | 0.010677
17 | 3NP:CORR | Heating | 2661.0298 | 3459.3388 | 0.079168 | 0.10292 | WINTER DESIGN DAY IN CENTRAL ADMIN | 1/15 07:00:00 | -12.1 | 0.001346
18 | 3NP:OFF2 | Cooling | 828.4425 | 952.7088 | 0.068402 | 0.078663 | SUMMER DESIGN DAY IN CENTRAL ADMIN | 7/15 16:00:00 | 31.21 | 0.010677
19 | 3NP:OFF2 | Heating | 286.6457 | 358.3071 | 0.0079592 | 0.021131 | WINTER DESIGN DAY IN CENTRAL ADMIN | 1/15 08:00:00 | -12.1 | 0.001346
20 | 3NP:LOBBY | Cooling | 3454.5504 | 3454.5504 | 0.25667 | 0.25667 | SUMMER DESIGN DAY IN CENTRAL ADMIN | 7/15 14:00:00 | 31.9 | 0.010677
21 | 3NP:LOBBY | Heating | 3803.1323 | 4944.072 | 0.11315 | 0.24279 | WINTER DESIGN DAY IN CENTRAL ADMIN | 1/15 07:00:00 | -12.1 | 0.001346
22 | 3NP:OFF3 | Cooling | 3376.7146 | 3883.2218 | 0.27879 | 0.32061 | SUMMER DESIGN DAY IN CENTRAL ADMIN | 7/15 10:30:00 | 28.3925 | 0.010677
23 | 3NP:OFF3 | Heating | 1841.4213 | 2301.7767 | 0.05113 | 0.063913 | WINTER DESIGN DAY IN CENTRAL ADMIN | 1/15 07:00:00 | -12.1 | 0.001346
24 | 3NP:WC4 | Cooling | 538.1677 | 538.1677 | 0.039985 | 0.06403 | SUMMER DESIGN DAY IN CENTRAL ADMIN | 7/15 14:30:00 | 31.9 | 0.010677
25 | 3NP:WC4 | Heating | 384.049 | 499.2637 | 0.011425 | 0.06403 | WINTER DESIGN DAY IN CENTRAL ADMIN | 1/15 07:00:00 | -12.1 | 0.001346
26 | 3NP:OFF4 | Cooling | 2800.1236 | 3220.1421 | 0.23119 | 0.26587 | SUMMER DESIGN DAY IN CENTRAL ADMIN | 7/15 10:00:00 | 27.53 | 0.010677
27 | 3NP:OFF4 | Heating | 808.8545 | 1011.0681 | 0.022459 | 0.065605 | WINTER DESIGN DAY IN CENTRAL ADMIN | 1/15 07:30:00 | -12.1 | 0.001346
28 | 3NP:OFF5 | Cooling | 2158.2455 | 2481.9823 | 0.1782 | 0.20493 | SUMMER DESIGN DAY IN CENTRAL ADMIN | 7/15 16:00:00 | 31.21 | 0.010677
29 | 3NP:OFF5 | Heating | 1058.8502 | 1323.5628 | 0.029401 | 0.052186 | WINTER DESIGN DAY IN CENTRAL ADMIN | 1/15 07:30:00 | -12.1 | 0.001346
30 | 3NP:OFF6 | Cooling | 3504.1786 | 4029.8054 | 0.28931 | 0.3327 | SUMMER DESIGN DAY IN CENTRAL ADMIN | 7/15 09:30:00 | 26.5525 | 0.010677
31 | 3NP:OFF6 | Heating | 1482.0042 | 1852.5053 | 0.041151 | 0.051438 | WINTER DESIGN DAY IN CENTRAL ADMIN | 1/15 07:00:00 | -12.1 | 0.001346
32 | 3NP:WC | Cooling | 236.8242 | 236.8242 | 0.017596 | 0.021029 | SUMMER DESIGN DAY IN CENTRAL ADMIN | 7/15 16:00:00 | 31.21 | 0.010677
33 | 3NP:WC | Heating | 291.2359 | 378.6066 | 0.0086636 | 0.021029 | WINTER DESIGN DAY IN CENTRAL ADMIN | 1/15 07:00:00 | -12.1 | 0.001346
34 | 3NP:OFF7 | Cooling | 765.5041 | 880.3297 | 0.0632 | 0.07268 | SUMMER DESIGN DAY IN CENTRAL ADMIN | 7/15 15:30:00 | 31.555 | 0.010677
35 | 3NP:OFF7 | Heating | 564.3684 | 705.4605 | 0.015671 | 0.019589 | WINTER DESIGN DAY IN CENTRAL ADMIN | 1/15 07:00:00 | -12.1 | 0.001346
36 | 3NP:OFF | Cooling | 3110.6723 | 3577.2732 | 0.25681 | 0.29534 | SUMMER DESIGN DAY IN CENTRAL ADMIN | 7/15 18:00:00 | 29.14 | 0.010677
37 | 3NP:OFF | Heating | 1257.1504 | 1571.438 | 0.034907 | 0.043634 | WINTER DESIGN DAY IN CENTRAL ADMIN | 1/15 07:30:00 | -12.1 | 0.001346
38 | 4NP:CORR1 | Cooling | 2951.0075 | 2951.0075 | 0.21926 | 0.21926 | SUMMER DESIGN DAY IN CENTRAL ADMIN | 7/15 17:30:00 | 29.715 | 0.010677
39 | 4NP:CORR1 | Heating | 2644.1581 | 2644.1581 | 0.19826 | 0.19826 | WINTER DESIGN DAY IN CENTRAL ADMIN | 1/15 07:00:00 | -12.1 | 0.001346
40 | 4NP:CORR2 | Cooling | 1083.9428 | 1083.9428 | 0.080536 | 0.080536 | SUMMER DESIGN DAY IN CENTRAL ADMIN | 7/15 15:30:00 | 31.555 | 0.010677
41 | 4NP:CORR2 | Heating | 1836.8719 | 1836.8719 | 0.13773 | 0.13773 | WINTER DESIGN DAY IN CENTRAL ADMIN | 1/15 07:00:00 | -12.1 | 0.001346
42 | 4NP:WC1 | Cooling | 687.7363 | 687.7363 | 0.051098 | 0.05394 | SUMMER DESIGN DAY IN CENTRAL ADMIN | 7/15 09:00:00 | 25.575 | 0.010677
43 | 4NP:WC1 | Heating | 492.0041 | 492.0041 | 0.036891 | 0.05394 | WINTER DESIGN DAY IN CENTRAL ADMIN | 1/15 07:00:00 | -12.1 | 0.001346
44 | 4NP:CORR3 | Cooling | 1755.9408 | 1755.9408 | 0.13046 | 0.24246 | SUMMER DESIGN DAY IN CENTRAL ADMIN | 7/15 09:30:00 | 26.5525 | 0.010677
45 | 4NP:CORR3 | Heating | 1670.4758 | 1670.4758 | 0.12525 | 0.24246 | WINTER DESIGN DAY IN CENTRAL ADMIN | 1/15 07:00:00 | -12.1 | 0.001346
46 | 4NP:CORR4 | Cooling | 1219.2841 | 1219.2841 | 0.090592 | 0.13094 | SUMMER DESIGN DAY IN CENTRAL ADMIN | 7/15 14:30:00 | 31.9 | 0.010677
47 | 4NP:CORR4 | Heating | 1123.6217 | 1123.6217 | 0.084251 | 0.13094 | WINTER DESIGN DAY IN CENTRAL ADMIN | 1/15 07:00:00 | -12.1 | 0.001346
48 | 4NP:OFF1 | Cooling | 7020.4567 | 8073.5252 | 0.57962 | 0.66656 | SUMMER DESIGN DAY IN CENTRAL ADMIN | 7/15 09:30:00 | 26.5525 | 0.010677
49 | 4NP:OFF1 | Heating | 2269.2177 | 2836.5221 | 0.06301 | 0.091199 | WINTER DESIGN DAY IN CENTRAL ADMIN | 1/15 06:30:00 | -12.1 | 0.001346
50 | 4NP:CORR5 | Cooling | 2863.7689 | 2863.7689 | 0.21278 | 0.21278 | SUMMER DESIGN DAY IN CENTRAL ADMIN | 7/15 16:30:00 | 30.75 | 0.010677
51 | 4NP:CORR5 | Heating | 2472.6702 | 2472.6702 | 0.1854 | 0.1854 | WINTER DESIGN DAY IN CENTRAL ADMIN | 1/15 07:00:00 | -12.1 | 0.001346
52 | 4NP:KITCH | Cooling | 784.0431 | 784.0431 | 0.058254 | 0.058254 | SUMMER DESIGN DAY IN CENTRAL ADMIN | 7/15 13:00:00 | 31.325 | 0.010677
53 | 4NP:KITCH | Heating | 264.4609 | 264.4609 | 0.01983 | 0.0372 | WINTER DESIGN DAY IN CENTRAL ADMIN | 1/15 07:00:00 | -12.1 | 0.001346
54 | 4NP:WC2 | Cooling | 411.2631 | 411.2631 | 0.030556 | 0.0434 | SUMMER DESIGN DAY IN CENTRAL ADMIN | 7/15 14:00:00 | 31.9 | 0.010677
55 | 4NP:WC2 | Heating | 273.4914 | 273.4914 | 0.020507 | 0.0434 | WINTER DESIGN DAY IN CENTRAL ADMIN | 1/15 07:00:00 | -12.1 | 0.001346
56 | 4NP:OFF2 | Cooling | 1647.303 | 1894.3984 | 0.13601 | 0.15641 | SUMMER DESIGN DAY IN CENTRAL ADMIN | 7/15 17:30:00 | 29.715 | 0.010677
57 | 4NP:OFF2 | Heating | 510.778 | 638.4725 | 0.014183 | 0.02102 | WINTER DESIGN DAY IN CENTRAL ADMIN | 1/15 07:00:00 | -12.1 | 0.001346
58 | 4NP:OFF3 | Cooling | 576.9486 | 663.4909 | 0.047637 | 0.054782 | SUMMER DESIGN DAY IN CENTRAL ADMIN | 7/15 16:00:00 | 31.21 | 0.010677
59 | 4NP:OFF3 | Heating | 116.9636 | 146.2045 | 0.0032477 | 0.016388 | WINTER DESIGN DAY IN CENTRAL ADMIN | 1/15 07:00:00 | -12.1 | 0.001346
60 | 4NP:OFF4 | Cooling | 1657.1564 | 1905.7298 | 0.13681 | 0.15734 | SUMMER DESIGN DAY IN CENTRAL ADMIN | 7/15 09:30:00 | 26.5525 | 0.010677
61 | 4NP:OFF4 | Heating | 534.5439 | 668.1799 | 0.014843 | 0.023356 | WINTER DESIGN DAY IN CENTRAL ADMIN | 1/15 06:30:00 | -12.1 | 0.001346
62 | 4NP:WC3 | Cooling | 172.5274 | 172.5274 | 0.012819 | 0.015004 | SUMMER DESIGN DAY IN CENTRAL ADMIN | 7/15 15:00:00 | 31.9 | 0.010677
63 | 4NP:WC3 | Heating | 131.1921 | 131.1921 | 0.009837 | 0.015004 | WINTER DESIGN DAY IN CENTRAL ADMIN | 1/15 07:00:00 | -12.1 | 0.001346
64 | 4NP:CORR6 | Cooling | 2437.3809 | 2437.3809 | 0.1811 | 0.1811 | SUMMER DESIGN DAY IN CENTRAL ADMIN | 7/15 09:30:00 | 26.5525 | 0.010677
65 | 4NP:CORR6 | Heating | 2240.3528 | 2240.3528 | 0.16798 | 0.17332 | WINTER DESIGN DAY IN CENTRAL ADMIN | 1/15 07:00:00 | -12.1 | 0.001346
66 | 4NP:OFFICE | Cooling | 968.111 | 1113.3276 | 0.079935 | 0.091925 | SUMMER DESIGN DAY IN CENTRAL ADMIN | 7/15 16:00:00 | 31.21 | 0.010677
67 | 4NP:OFFICE | Heating | 201.1758 | 251.4697 | 0.005586 | 0.026196 | WINTER DESIGN DAY IN CENTRAL ADMIN | 1/15 07:00:00 | -12.1 | 0.001346
68 | 4NP:OFF5 | Cooling | 1646.7522 | 1893.765 | 0.13596 | 0.15635 | SUMMER DESIGN DAY IN CENTRAL ADMIN | 7/15 09:30:00 | 26.5525 | 0.010677
69 | 4NP:OFF5 | Heating | 542.3884 | 677.9855 | 0.01506 | 0.022244 | WINTER DESIGN DAY IN CENTRAL ADMIN | 1/15 07:00:00 | -12.1 | 0.001346
70 | 4NP:WC | Cooling | 540.7471 | 540.7471 | 0.040177 | 0.0589 | SUMMER DESIGN DAY IN CENTRAL ADMIN | 7/15 14:30:00 | 31.9 | 0.010677
71 | 4NP:WC | Heating | 359.1797 | 359.1797 | 0.026932 | 0.0589 | WINTER DESIGN DAY IN CENTRAL ADMIN | 1/15 07:00:00 | -12.1 | 0.001346
72 | 4NP:CORR | Cooling | 1727.7236 | 1727.7236 | 0.12837 | 0.12837 | SUMMER DESIGN DAY IN CENTRAL ADMIN | 7/15 16:30:00 | 30.75 | 0.010677
73 | 4NP:CORR | Heating | 1616.828 | 1616.828 | 0.12123 | 0.12123 | WINTER DESIGN DAY IN CENTRAL ADMIN | 1/15 07:00:00 | -12.1 | 0.001346
74 | 4NP:OFF6 | Cooling | 1118.1644 | 1285.889 | 0.092313 | 0.10616 | SUMMER DESIGN DAY IN CENTRAL ADMIN | 7/15 18:00:00 | 29.14 | 0.010677
75 | 4NP:OFF6 | Heating | 400.2699 | 500.3374 | 0.011114 | 0.013893 | WINTER DESIGN DAY IN CENTRAL ADMIN | 1/15 06:30:00 | -12.1 | 0.001346
76 | 4NP:OFF7 | Cooling | 2391.5781 | 2750.3148 | 0.19746 | 0.22708 | SUMMER DESIGN DAY IN CENTRAL ADMIN | 7/15 17:30:00 | 29.715 | 0.010677
77 | 4NP:OFF7 | Heating | 766.3777 | 957.9721 | 0.02128 | 0.029593 | WINTER DESIGN DAY IN CENTRAL ADMIN | 1/15 07:00:00 | -12.1 | 0.001346
78 | 4NP:OFF8 | Cooling | 3744.0002 | 4305.6003 | 0.30913 | 0.3555 | SUMMER DESIGN DAY IN CENTRAL ADMIN | 7/15 16:00:00 | 31.21 | 0.010677
79 | 4NP:OFF8 | Heating | 1825.9746 | 2282.4682 | 0.050703 | 0.063378 | WINTER DESIGN DAY IN CENTRAL ADMIN | 1/15 06:30:00 | -12.1 | 0.001346
80 | 4NP:OFF9 | Cooling | 5810.2781 | 6681.8198 | 0.47968 | 0.55163 | SUMMER DESIGN DAY IN CENTRAL ADMIN | 7/15 13:00:00 | 31.325 | 0.010677
81 | 4NP:OFF9 | Heating | 3046.1063 | 3807.6329 | 0.084582 | 0.10573 | WINTER DESIGN DAY IN CENTRAL ADMIN | 1/15 06:30:00 | -12.1 | 0.001346
82 | 4NP:LOBBY | Cooling | 2291.2946 | 2291.2946 | 0.17024 | 0.17024 | SUMMER DESIGN DAY IN CENTRAL ADMIN | 7/15 10:00:00 | 27.53 | 0.010677
83 | 4NP:LOBBY | Heating | 2097.126 | 2097.126 | 0.15725 | 0.15763 | WINTER DESIGN DAY IN CENTRAL ADMIN | 1/15 07:00:00 | -12.1 | 0.001346
84 | 4NP:OFF | Cooling | 6028.3655 | 6932.6203 | 0.49775 | 0.57241 | SUMMER DESIGN DAY IN CENTRAL ADMIN | 7/15 16:00:00 | 31.21 | 0.010677
85 | 4NP:OFF | Heating | 4207.4545 | 5259.3182 | 0.11683 | 0.14604 | WINTER DESIGN DAY IN CENTRAL ADMIN | 1/15 06:30:00 | -12.1 | 0.001346
86 | 5NP:CORR1 | Cooling | 2949.0004 | 2949.0004 | 0.21911 | 0.21911 | SUMMER DESIGN DAY IN CENTRAL ADMIN | 7/15 17:30:00 | 29.715 | 0.010677
87 | 5NP:CORR1 | Heating | 2509.9007 | 7529.7022 | 0.1882 | 0.56459 | WINTER DESIGN DAY IN CENTRAL ADMIN | 1/15 07:00:00 | -12.1 | 0.001346
88 | 5NP:CORR2 | Cooling | 1078.0679 | 1078.0679 | 0.080099 | 0.080099 | SUMMER DESIGN DAY IN CENTRAL ADMIN | 7/15 16:00:00 | 31.21 | 0.010677
89 | 5NP:CORR2 | Heating | 1801.3387 | 5404.0161 | 0.13507 | 0.4052 | WINTER DESIGN DAY IN CENTRAL ADMIN | 1/15 07:00:00 | -12.1 | 0.001346
90 | 5NP:WC1 | Cooling | 687.3006 | 687.3006 | 0.051066 | 0.05394 | SUMMER DESIGN DAY IN CENTRAL ADMIN | 7/15 09:00:00 | 25.575 | 0.010677
91 | 5NP:WC1 | Heating | 525.4723 | 1576.4168 | 0.039401 | 0.1182 | WINTER DESIGN DAY IN CENTRAL ADMIN | 1/15 07:00:00 | -12.1 | 0.001346
92 | 5NP:CORR3 | Cooling | 1877.9778 | 1877.9778 | 0.13953 | 0.24246 | SUMMER DESIGN DAY IN CENTRAL ADMIN | 7/15 09:00:00 | 25.575 | 0.010677
93 | 5NP:CORR3 | Heating | 1866.1212 | 5598.3635 | 0.13992 | 0.41977 | WINTER DESIGN DAY IN CENTRAL ADMIN | 1/15 07:00:00 | -12.1 | 0.001346
94 | 5NP:CORR4 | Cooling | 1325.8439 | 1325.8439 | 0.098509 | 0.13094 | SUMMER DESIGN DAY IN CENTRAL ADMIN | 7/15 14:30:00 | 31.9 | 0.010677
95 | 5NP:CORR4 | Heating | 1322.586 | 3967.7579 | 0.099169 | 0.29751 | WINTER DESIGN DAY IN CENTRAL ADMIN | 1/15 07:00:00 | -12.1 | 0.001346
96 | 5NP:OFF1 | Cooling | 7290.5294 | 7290.5294 | 0.54168 | 0.54168 | SUMMER DESIGN DAY IN CENTRAL ADMIN | 7/15 09:30:00 | 26.5525 | 0.010677
97 | 5NP:OFF1 | Heating | 4399.3499 | 13198.0497 | 0.32987 | 0.98961 | WINTER DESIGN DAY IN CENTRAL ADMIN | 1/15 06:00:00 | -12.1 | 0.001346
98 | 5NP:CORR5 | Cooling | 2842.6698 | 2842.6698 | 0.21121 | 0.21121 | SUMMER DESIGN DAY IN CENTRAL ADMIN | 7/15 17:00:00 | 30.29 | 0.010677
99 | 5NP:CORR5 | Heating | 2513.3828 | 7540.1484 | 0.18846 | 0.56537 | WINTER DESIGN DAY IN CENTRAL ADMIN | 1/15 07:00:00 | -12.1 | 0.001346
100 | 5NP:KITCH | Cooling | 852.2162 | 852.2162 | 0.063319 | 0.063319 | SUMMER DESIGN DAY IN CENTRAL ADMIN | 7/15 13:00:00 | 31.325 | 0.010677
101 | 5NP:KITCH | Heating | 347.1786 | 1041.5358 | 0.026032 | 0.078096 | WINTER DESIGN DAY IN CENTRAL ADMIN | 1/15 07:00:00 | -12.1 | 0.001346
102 | 5NP:WC2 | Cooling | 471.8237 | 471.8237 | 0.035056 | 0.0434 | SUMMER DESIGN DAY IN CENTRAL ADMIN | 7/15 14:30:00 | 31.9 | 0.010677
103 | 5NP:WC2 | Heating | 357.5331 | 1072.5992 | 0.026808 | 0.080425 | WINTER DESIGN DAY IN CENTRAL ADMIN | 1/15 07:00:00 | -12.1 | 0.001346
104 | 5NP:OFF2 | Cooling | 1763.8128 | 1763.8128 | 0.13105 | 0.13105 | SUMMER DESIGN DAY IN CENTRAL ADMIN | 7/15 17:30:00 | 29.715 | 0.010677
105 | 5NP:OFF2 | Heating | 1064.2661 | 3192.7982 | 0.0798 | 0.2394 | WINTER DESIGN DAY IN CENTRAL ADMIN | 1/15 06:00:00 | -12.1 | 0.001346
106 | 5NP:OFF3 | Cooling | 607.8381 | 607.8381 | 0.045162 | 0.048484 | SUMMER DESIGN DAY IN CENTRAL ADMIN | 7/15 15:30:00 | 31.555 | 0.010677
107 | 5NP:OFF3 | Heating | 456.9334 | 1370.8002 | 0.034261 | 0.10278 | WINTER DESIGN DAY IN CENTRAL ADMIN | 1/15 07:00:00 | -12.1 | 0.001346
108 | 5NP:OFF4 | Cooling | 1803.1095 | 1803.1095 | 0.13397 | 0.13397 | SUMMER DESIGN DAY IN CENTRAL ADMIN | 7/15 09:30:00 | 26.5525 | 0.010677
109 | 5NP:OFF4 | Heating | 1144.5637 | 3433.691 | 0.085821 | 0.25746 | WINTER DESIGN DAY IN CENTRAL ADMIN | 1/15 06:00:00 | -12.1 | 0.001346
110 | 5NP:WC3 | Cooling | 205.6712 | 205.6712 | 0.015281 | 0.015281 | SUMMER DESIGN DAY IN CENTRAL ADMIN | 7/15 09:00:00 | 25.575 | 0.010677
111 | 5NP:WC3 | Heating | 168.5693 | 505.708 | 0.01264 | 0.037919 | WINTER DESIGN DAY IN CENTRAL ADMIN | 1/15 07:00:00 | -12.1 | 0.001346
112 | 5NP:CORR6 | Cooling | 2627.214 | 2627.214 | 0.1952 | 0.1952 | SUMMER DESIGN DAY IN CENTRAL ADMIN | 7/15 09:30:00 | 26.5525 | 0.010677
113 | 5NP:CORR6 | Heating | 2368.8145 | 7106.4436 | 0.17762 | 0.53285 | WINTER DESIGN DAY IN CENTRAL ADMIN | 1/15 07:00:00 | -12.1 | 0.001346
114 | 5NP:OFFICE | Cooling | 1089.2664 | 1089.2664 | 0.080931 | 0.080931 | SUMMER DESIGN DAY IN CENTRAL ADMIN | 7/15 16:00:00 | 31.21 | 0.010677
115 | 5NP:OFFICE | Heating | 736.569 | 2209.7069 | 0.055229 | 0.16569 | WINTER DESIGN DAY IN CENTRAL ADMIN | 1/15 07:00:00 | -12.1 | 0.001346
116 | 5NP:OFF8 | Cooling | 1793.2066 | 1793.2066 | 0.13323 | 0.13323 | SUMMER DESIGN DAY IN CENTRAL ADMIN | 7/15 09:30:00 | 26.5525 | 0.010677
117 | 5NP:OFF8 | Heating | 1143.8943 | 3431.683 | 0.085771 | 0.25731 | WINTER DESIGN DAY IN CENTRAL ADMIN | 1/15 06:00:00 | -12.1 | 0.001346
118 | 5NP:WC | Cooling | 625.1712 | 625.1712 | 0.04645 | 0.0589 | SUMMER DESIGN DAY IN CENTRAL ADMIN | 7/15 15:00:00 | 31.9 | 0.010677
119 | 5NP:WC | Heating | 462.7132 | 1388.1396 | 0.034695 | 0.10408 | WINTER DESIGN DAY IN CENTRAL ADMIN | 1/15 07:00:00 | -12.1 | 0.001346
120 | 5NP:CORR | Cooling | 1718.3253 | 1718.3253 | 0.12767 | 0.12767 | SUMMER DESIGN DAY IN CENTRAL ADMIN | 7/15 16:30:00 | 30.75 | 0.010677
121 | 5NP:CORR | Heating | 1671.0312 | 5013.0937 | 0.1253 | 0.37589 | WINTER DESIGN DAY IN CENTRAL ADMIN | 1/15 07:00:00 | -12.1 | 0.001346
122 | 5NP:OFFICETYPE2 | Cooling | 1269.7575 | 1269.7575 | 0.094342 | 0.094342 | SUMMER DESIGN DAY IN CENTRAL ADMIN | 7/15 18:00:00 | 29.14 | 0.010677
123 | 5NP:OFFICETYPE2 | Heating | 814.6209 | 2443.8626 | 0.061081 | 0.18324 | WINTER DESIGN DAY IN CENTRAL ADMIN | 1/15 06:00:00 | -12.1 | 0.001346
124 | 5NP:OFF7 | Cooling | 2411.411 | 2411.411 | 0.17917 | 0.17917 | SUMMER DESIGN DAY IN CENTRAL ADMIN | 7/15 17:30:00 | 29.715 | 0.010677
125 | 5NP:OFF7 | Heating | 1462.382 | 4387.146 | 0.10965 | 0.32895 | WINTER DESIGN DAY IN CENTRAL ADMIN | 1/15 06:00:00 | -12.1 | 0.001346
126 | 5NP:OFF5 | Cooling | 3911.663 | 3911.663 | 0.29063 | 0.29063 | SUMMER DESIGN DAY IN CENTRAL ADMIN | 7/15 16:00:00 | 31.21 | 0.010677
127 | 5NP:OFF5 | Heating | 3125.2716 | 9375.8148 | 0.23434 | 0.70301 | WINTER DESIGN DAY IN CENTRAL ADMIN | 1/15 06:00:00 | -12.1 | 0.001346
128 | 5NP:OFF9 | Cooling | 5312.384 | 5312.384 | 0.39471 | 0.39471 | SUMMER DESIGN DAY IN CENTRAL ADMIN | 7/15 14:00:00 | 31.9 | 0.010677
129 | 5NP:OFF9 | Heating | 4440.2232 | 13320.6697 | 0.33293 | 0.9988 | WINTER DESIGN DAY IN CENTRAL ADMIN | 1/15 06:00:00 | -12.1 | 0.001346
130 | 5NP:LOBBY | Cooling | 2330.529 | 2330.529 | 0.17316 | 0.17316 | SUMMER DESIGN DAY IN CENTRAL ADMIN | 7/15 09:30:00 | 26.5525 | 0.010677
131 | 5NP:LOBBY | Heating | 2048.6598 | 6145.9795 | 0.15361 | 0.46083 | WINTER DESIGN DAY IN CENTRAL ADMIN | 1/15 07:00:00 | -12.1 | 0.001346
132 | 5NP:OFF | Cooling | 5918.6377 | 5918.6377 | 0.43975 | 0.43975 | SUMMER DESIGN DAY IN CENTRAL ADMIN | 7/15 16:00:00 | 31.21 | 0.010677
133 | 5NP:OFF | Heating | 6866.8906 | 20600.6717 | 0.51489 | 1.5447 | WINTER DESIGN DAY IN CENTRAL ADMIN | 1/15 06:00:00 | -12.1 | 0.001346
134 | 6NP:OFF1 | Cooling | 5964.007 | 5964.007 | 0.44312 | 0.44312 | SUMMER DESIGN DAY IN CENTRAL ADMIN | 7/15 16:00:00 | 31.21 | 0.010677
135 | 6NP:OFF1 | Heating | 4236.1795 | 12708.5386 | 0.31763 | 0.9529 | WINTER DESIGN DAY IN CENTRAL ADMIN | 1/15 06:30:00 | -12.1 | 0.001346
136 | 6NP:CORR1 | Cooling | 2947.6186 | 2947.6186 | 0.21901 | 0.21901 | SUMMER DESIGN DAY IN CENTRAL ADMIN | 7/15 10:00:00 | 27.53 | 0.010677
137 | 6NP:CORR1 | Heating | 1471.3368 | 4414.0105 | 0.11032 | 0.33097 | WINTER DESIGN DAY IN CENTRAL ADMIN | 1/15 07:00:00 | -12.1 | 0.001346
138 | 6NP:OFF2 | Cooling | 1737.5062 | 1737.5062 | 0.1291 | 0.1291 | SUMMER DESIGN DAY IN CENTRAL ADMIN | 7/15 09:30:00 | 26.5525 | 0.010677
139 | 6NP:OFF2 | Heating | 660.7163 | 1982.1488 | 0.049541 | 0.14862 | WINTER DESIGN DAY IN CENTRAL ADMIN | 1/15 06:30:00 | -12.1 | 0.001346
140 | 6NP:OFF3 | Cooling | 7161.5558 | 7161.5558 | 0.5321 | 0.5321 | SUMMER DESIGN DAY IN CENTRAL ADMIN | 7/15 09:30:00 | 26.5525 | 0.010677
141 | 6NP:OFF3 | Heating | 2689.4276 | 8068.2829 | 0.20166 | 0.60497 | WINTER DESIGN DAY IN CENTRAL ADMIN | 1/15 06:30:00 | -12.1 | 0.001346
142 | 6NP:OFF4 | Cooling | 1763.5333 | 1763.5333 | 0.13103 | 0.13103 | SUMMER DESIGN DAY IN CENTRAL ADMIN | 7/15 09:30:00 | 26.5525 | 0.010677
143 | 6NP:OFF4 | Heating | 668.6586 | 2005.9758 | 0.050137 | 0.15041 | WINTER DESIGN DAY IN CENTRAL ADMIN | 1/15 06:30:00 | -12.1 | 0.001346
144 | 6NP:LOBBY | Cooling | 2253.6901 | 2253.6901 | 0.16745 | 0.16745 | SUMMER DESIGN DAY IN CENTRAL ADMIN | 7/15 09:30:00 | 26.5525 | 0.010677
145 | 6NP:LOBBY | Heating | 1052.4434 | 3157.3301 | 0.078914 | 0.23674 | WINTER DESIGN DAY IN CENTRAL ADMIN | 1/15 07:00:00 | -12.1 | 0.001346
146 | 6NP:OFF5 | Cooling | 5081.5557 | 5081.5557 | 0.37755 | 0.37755 | SUMMER DESIGN DAY IN CENTRAL ADMIN | 7/15 13:30:00 | 31.6125 | 0.010677
147 | 6NP:OFF5 | Heating | 2633.5442 | 7900.6325 | 0.19747 | 0.5924 | WINTER DESIGN DAY IN CENTRAL ADMIN | 1/15 06:30:00 | -12.1 | 0.001346
148 | 6NP:CORR2 | Cooling | 2881.4005 | 2881.4005 | 0.21409 | 0.21409 | SUMMER DESIGN DAY IN CENTRAL ADMIN | 7/15 17:30:00 | 29.715 | 0.010677
149 | 6NP:CORR2 | Heating | 1642.3036 | 4926.9107 | 0.12314 | 0.36943 | WINTER DESIGN DAY IN CENTRAL ADMIN | 1/15 06:30:00 | -12.1 | 0.001346
150 | 6NP:CORR3 | Cooling | 1096.4462 | 1096.4462 | 0.081465 | 0.081465 | SUMMER DESIGN DAY IN CENTRAL ADMIN | 7/15 16:00:00 | 31.21 | 0.010677
151 | 6NP:CORR3 | Heating | 1068.4341 | 3205.3023 | 0.080113 | 0.24034 | WINTER DESIGN DAY IN CENTRAL ADMIN | 1/15 06:30:00 | -12.1 | 0.001346
152 | 6NP:CORR4 | Cooling | 3105.3484 | 3105.3484 | 0.23072 | 0.24246 | SUMMER DESIGN DAY IN CENTRAL ADMIN | 7/15 16:00:00 | 31.21 | 0.010677
153 | 6NP:CORR4 | Heating | 1493.5263 | 4480.5788 | 0.11199 | 0.33596 | WINTER DESIGN DAY IN CENTRAL ADMIN | 1/15 07:00:00 | -12.1 | 0.001346
154 | 6NP:CORR5 | Cooling | 2551.2403 | 2551.2403 | 0.18955 | 0.18955 | SUMMER DESIGN DAY IN CENTRAL ADMIN | 7/15 16:00:00 | 31.21 | 0.010677
155 | 6NP:CORR5 | Heating | 1186.2526 | 3558.7578 | 0.088947 | 0.26684 | WINTER DESIGN DAY IN CENTRAL ADMIN | 1/15 07:00:00 | -12.1 | 0.001346
156 | 6NP:WC1 | Cooling | 711.979 | 711.979 | 0.052899 | 0.05394 | SUMMER DESIGN DAY IN CENTRAL ADMIN | 7/15 16:00:00 | 31.21 | 0.010677
157 | 6NP:WC1 | Heating | 270.0632 | 810.1897 | 0.02025 | 0.060749 | WINTER DESIGN DAY IN CENTRAL ADMIN | 1/15 07:00:00 | -12.1 | 0.001346
158 | 6NP:CORR6 | Cooling | 3222.5946 | 3222.5946 | 0.23944 | 0.23944 | SUMMER DESIGN DAY IN CENTRAL ADMIN | 7/15 16:30:00 | 30.75 | 0.010677
159 | 6NP:CORR6 | Heating | 1503.5616 | 4510.6848 | 0.11274 | 0.33822 | WINTER DESIGN DAY IN CENTRAL ADMIN | 1/15 06:30:00 | -12.1 | 0.001346
160 | 6NP:KITCH | Cooling | 1362.9198 | 1362.9198 | 0.10126 | 0.10126 | SUMMER DESIGN DAY IN CENTRAL ADMIN | 7/15 13:00:00 | 31.325 | 0.010677
161 | 6NP:KITCH | Heating | 434.3437 | 1303.031 | 0.032568 | 0.097703 | WINTER DESIGN DAY IN CENTRAL ADMIN | 1/15 07:00:00 | -12.1 | 0.001346
162 | 6NP:WC2 | Cooling | 1049.205 | 1049.205 | 0.077955 | 0.077955 | SUMMER DESIGN DAY IN CENTRAL ADMIN | 7/15 16:00:00 | 31.21 | 0.010677
163 | 6NP:WC2 | Heating | 442.1917 | 1326.575 | 0.033156 | 0.099468 | WINTER DESIGN DAY IN CENTRAL ADMIN | 1/15 07:00:00 | -12.1 | 0.001346
164 | 6NP:OFFICETYPE3CT | Cooling | 1757.4328 | 1757.4328 | 0.13058 | 0.13058 | SUMMER DESIGN DAY IN CENTRAL ADMIN | 7/15 17:30:00 | 29.715 | 0.010677
165 | 6NP:OFFICETYPE3CT | Heating | 618.8589 | 1856.5768 | 0.046403 | 0.13921 | WINTER DESIGN DAY IN CENTRAL ADMIN | 1/15 06:30:00 | -12.1 | 0.001346
166 | 6NP:WC3 | Cooling | 447.472 | 447.472 | 0.033247 | 0.033247 | SUMMER DESIGN DAY IN CENTRAL ADMIN | 7/15 16:00:00 | 31.21 | 0.010677
167 | 6NP:WC3 | Heating | 194.1164 | 582.3493 | 0.014555 | 0.043665 | WINTER DESIGN DAY IN CENTRAL ADMIN | 1/15 07:00:00 | -12.1 | 0.001346
168 | 6NP:OFF7 | Cooling | 974.527 | 974.527 | 0.072406 | 0.072406 | SUMMER DESIGN DAY IN CENTRAL ADMIN | 7/15 16:00:00 | 31.21 | 0.010677
169 | 6NP:OFF7 | Heating | 377.4467 | 1132.3401 | 0.028301 | 0.084904 | WINTER DESIGN DAY IN CENTRAL ADMIN | 1/15 07:00:00 | -12.1 | 0.001346
170 | 6NP:OFFICE | Cooling | 2040.1547 | 2040.1547 | 0.15158 | 0.15158 | SUMMER DESIGN DAY IN CENTRAL ADMIN | 7/15 16:00:00 | 31.21 | 0.010677
171 | 6NP:OFFICE | Heating | 807.3397 | 2422.019 | 0.060535 | 0.18161 | WINTER DESIGN DAY IN CENTRAL ADMIN | 1/15 07:00:00 | -12.1 | 0.001346
172 | 6NP:WC | Cooling | 1367.1661 | 1367.1661 | 0.10158 | 0.10158 | SUMMER DESIGN DAY IN CENTRAL ADMIN | 7/15 16:00:00 | 31.21 | 0.010677
173 | 6NP:WC | Heating | 571.8848 | 1715.6544 | 0.042881 | 0.12864 | WINTER DESIGN DAY IN CENTRAL ADMIN | 1/15 07:00:00 | -12.1 | 0.001346
174 | 6NP:CORR | Cooling | 2199.3506 | 2199.3506 | 0.16341 | 0.16341 | SUMMER DESIGN DAY IN CENTRAL ADMIN | 7/15 16:30:00 | 30.75 | 0.010677
175 | 6NP:CORR | Heating | 2027.9817 | 6083.9452 | 0.15206 | 0.45618 | WINTER DESIGN DAY IN CENTRAL ADMIN | 1/15 07:00:00 | -12.1 | 0.001346
176 | 6NP:OFF8 | Cooling | 1424.7293 | 1424.7293 | 0.10586 | 0.10586 | SUMMER DESIGN DAY IN CENTRAL ADMIN | 7/15 17:30:00 | 29.715 | 0.010677
177 | 6NP:OFF8 | Heating | 503.3965 | 1510.1896 | 0.037745 | 0.11324 | WINTER DESIGN DAY IN CENTRAL ADMIN | 1/15 06:30:00 | -12.1 | 0.001346
178 | 6NP:OFF9 | Cooling | 2436.7381 | 2436.7381 | 0.18105 | 0.18105 | SUMMER DESIGN DAY IN CENTRAL ADMIN | 7/15 17:30:00 | 29.715 | 0.010677
179 | 6NP:OFF9 | Heating | 881.0546 | 2643.1639 | 0.066063 | 0.19819 | WINTER DESIGN DAY IN CENTRAL ADMIN | 1/15 07:00:00 | -12.1 | 0.001346
180 | 6NP:OFFICETYPE3CT/1 | Cooling | 3869.9536 | 3869.9536 | 0.28753 | 0.28753 | SUMMER DESIGN DAY IN CENTRAL ADMIN | 7/15 16:00:00 | 31.21 | 0.010677
181 | 6NP:OFFICETYPE3CT/1 | Heating | 1901.9937 | 5705.9812 | 0.14261 | 0.42784 | WINTER DESIGN DAY IN CENTRAL ADMIN | 1/15 06:30:00 | -12.1 | 0.001346

## ReportMeterData
| TimeIndex | ReportMeterDataDictionaryIndex | VariableValue | ReportVariableExtendedDataIndex
0 | EMPTY | EMPTY | EMPTY | EMPTY

## ZoneGroups
| ZoneGroupIndex | ZoneListName | ZoneListMultiplier
0 | EMPTY | EMPTY | EMPTY

## ReportMeterExtendedData
| ReportMeterExtendedDataIndex | MaxValue | MaxMonth | MaxDay | MaxHour | MaxStartMinute | MaxMinute | MinValue | MinMonth | MinDay | MinHour | MinStartMinute | MinMinute
0 | EMPTY | EMPTY | EMPTY | EMPTY | EMPTY | EMPTY | EMPTY | EMPTY | EMPTY | EMPTY | EMPTY | EMPTY | EMPTY

## NominalGasEquipment
| NominalGasEquipmentIndex | ObjectName | ZoneIndex | ScheduleIndex | DesignLevel | FractionLatent | FractionRadiant | FractionLost | FractionConvected | EndUseSubcategory
0 | EMPTY | EMPTY | EMPTY | EMPTY | EMPTY | EMPTY | EMPTY | EMPTY | EMPTY | EMPTY

## SystemSizes
| SystemName | Description | Value | Units
0 | 3+4NP | Calculated Cooling Design Air Flow Rate | 3.0027 | m3/s
1 | 3+4NP | User Cooling Design Air Flow Rate | 3.0027 | m3/s
2 | 3+4NP | Calculated Heating Design Air Flow Rate | 2.8962 | m3/s
3 | 3+4NP | User Heating Design Air Flow Rate | 2.8962 | m3/s
4 | 5NP | Calculated Cooling Design Air Flow Rate | 3.6705 | m3/s
5 | 5NP | User Cooling Design Air Flow Rate | 3.6705 | m3/s
6 | 5NP | Calculated Heating Design Air Flow Rate | 9.5229 | m3/s
7 | 5NP | User Heating Design Air Flow Rate | 9.5229 | m3/s
8 | 6NP | Calculated Cooling Design Air Flow Rate | 4.0768 | m3/s
9 | 6NP | User Cooling Design Air Flow Rate | 4.0768 | m3/s
10 | 6NP | Calculated Heating Design Air Flow Rate | 6.59 | m3/s
11 | 6NP | User Heating Design Air Flow Rate | 6.59 | m3/s
12 | AIR LOOP | Calculated Cooling Design Air Flow Rate | 5.333 | m3/s
13 | AIR LOOP | User Cooling Design Air Flow Rate | 0.81715 | m3/s
14 | AIR LOOP | Calculated Heating Design Air Flow Rate | 0.96773 | m3/s
15 | AIR LOOP | User Heating Design Air Flow Rate | 0.81715 | m3/s

## EnvironmentPeriods
| EnvironmentPeriodIndex | SimulationIndex | EnvironmentName | EnvironmentType
0 | 3 | 1 | CENTRAL ADMIN | 3

## ReportMeterDataDictionary
| ReportMeterDataDictionaryIndex | VariableType | IndexGroup | TimestepType | KeyValue | VariableName | ReportingFrequency | ScheduleName | VariableUnits
0 | EMPTY | EMPTY | EMPTY | EMPTY | EMPTY | EMPTY | EMPTY | EMPTY | EMPTY

## ReportVariableExtendedData
| ReportVariableExtendedDataIndex | MaxValue | MaxMonth | MaxDay | MaxHour | MaxStartMinute | MaxMinute | MinValue | MinMonth | MinDay | MinHour | MinStartMinute | MinMinute
0 | 1 | 0 | 1 | 1 | 8 |  | 0 | -1.3 | 1 | 1 | 6 |  | 0
1 | 2 | -1.2 | 1 | 1 | 1 |  | 0 | -3.2 | 1 | 1 | 6 |  | 0
2 | 3 | 101100 | 1 | 1 | 5 |  | 0 | 100100 | 1 | 1 | 1 |  | 0
3 | 4 | 5.1 | 1 | 1 | 3 |  | 0 | 2 | 1 | 1 | 16 |  | 0
4 | 5 | 200 | 1 | 1 | 22 |  | 0 | 130 | 1 | 1 | 15 |  | 0
5 | 6 | 66 | 1 | 1 | 11 |  | 30 | 0 | 1 | 1 | 0 |  | 30
6 | 7 | 0 | 1 | 1 | 0 |  | 30 | 0 | 1 | 1 | 0 |  | 30
7 | 8 | 357.0499 | 1 | 1 | 24 |  | 0 | 18.8047 | 1 | 1 | 0 |  | 30
8 | 9 | 18.6978 | 1 | 1 | 12 |  | 0 | -64.8684 | 1 | 1 | 24 |  | 0
9 | 10 | 12.0039 | 1 | 1 | 14 |  | 30 | 11.9939 | 1 | 1 | 22 |  | 30
10 | 11 | 0 | 1 | 1 | 0 |  | 30 | 0 | 1 | 1 | 0 |  | 30
11 | 12 | 12.0039 | 1 | 1 | 14 |  | 30 | 11.9939 | 1 | 1 | 22 |  | 30
12 | 13 | 0 | 1 | 1 | 0 |  | 30 | 0 | 1 | 1 | 0 |  | 30
13 | 14 | 12.0081 | 1 | 1 | 2 |  | 0 | 11.9954 | 1 | 1 | 23 |  | 30
14 | 15 | 0 | 1 | 1 | 0 |  | 30 | 0 | 1 | 1 | 0 |  | 30
15 | 16 | 12.0081 | 1 | 1 | 2 |  | 0 | 11.9954 | 1 | 1 | 23 |  | 30
16 | 17 | 0 | 1 | 1 | 0 |  | 30 | 0 | 1 | 1 | 0 |  | 30
17 | 18 | 20.0273 | 1 | 1 | 7 |  | 0 | 19.9994 | 1 | 1 | 5 |  | 30
18 | 19 | 0 | 1 | 1 | 0 |  | 30 | 0 | 1 | 1 | 0 |  | 30
19 | 20 | 20.0273 | 1 | 1 | 7 |  | 0 | 19.9994 | 1 | 1 | 5 |  | 30
20 | 21 | 0 | 1 | 1 | 0 |  | 30 | 0 | 1 | 1 | 0 |  | 30
21 | 22 | 18.0002 | 1 | 1 | 21 |  | 30 | 17.9997 | 1 | 1 | 0 |  | 30
22 | 23 | 0.96903 | 1 | 1 | 0 |  | 30 | 0.96903 | 1 | 1 | 0 |  | 30
23 | 24 | 18.0002 | 1 | 1 | 21 |  | 30 | 17.9997 | 1 | 1 | 0 |  | 30
24 | 25 | 0.96903 | 1 | 1 | 0 |  | 30 | 0.96903 | 1 | 1 | 0 |  | 30
25 | 26 | 12.0039 | 1 | 1 | 14 |  | 30 | 11.9939 | 1 | 1 | 22 |  | 30
26 | 27 | 0 | 1 | 1 | 0 |  | 30 | 0 | 1 | 1 | 0 |  | 30
27 | 28 | 12.0039 | 1 | 1 | 14 |  | 30 | 11.9939 | 1 | 1 | 22 |  | 30
28 | 29 | 0 | 1 | 1 | 0 |  | 30 | 0 | 1 | 1 | 0 |  | 30
29 | 30 | 12.0039 | 1 | 1 | 14 |  | 30 | 11.9939 | 1 | 1 | 22 |  | 30
30 | 31 | 0 | 1 | 1 | 0 |  | 30 | 0 | 1 | 1 | 0 |  | 30
31 | 32 | 12.0039 | 1 | 1 | 14 |  | 30 | 11.9939 | 1 | 1 | 22 |  | 30
32 | 33 | 0 | 1 | 1 | 0 |  | 30 | 0 | 1 | 1 | 0 |  | 30
33 | 34 | 12.0039 | 1 | 1 | 14 |  | 30 | 11.9939 | 1 | 1 | 22 |  | 30
34 | 35 | 0 | 1 | 1 | 0 |  | 30 | 0 | 1 | 1 | 0 |  | 30
35 | 36 | 12.0039 | 1 | 1 | 14 |  | 30 | 11.9939 | 1 | 1 | 22 |  | 30
36 | 37 | 0 | 1 | 1 | 0 |  | 30 | 0 | 1 | 1 | 0 |  | 30
37 | 38 | 12.0039 | 1 | 1 | 14 |  | 30 | 11.9939 | 1 | 1 | 22 |  | 30
38 | 39 | 0 | 1 | 1 | 0 |  | 30 | 0 | 1 | 1 | 0 |  | 30
39 | 40 | 12.0039 | 1 | 1 | 14 |  | 30 | 11.9939 | 1 | 1 | 22 |  | 30
40 | 41 | 0 | 1 | 1 | 0 |  | 30 | 0 | 1 | 1 | 0 |  | 30
41 | 42 | 12.0039 | 1 | 1 | 14 |  | 30 | 11.9939 | 1 | 1 | 22 |  | 30
42 | 43 | 0 | 1 | 1 | 0 |  | 30 | 0 | 1 | 1 | 0 |  | 30
43 | 44 | 12.0039 | 1 | 1 | 14 |  | 30 | 11.9939 | 1 | 1 | 22 |  | 30
44 | 45 | 0 | 1 | 1 | 0 |  | 30 | 0 | 1 | 1 | 0 |  | 30
45 | 46 | 12.0039 | 1 | 1 | 14 |  | 30 | 11.9939 | 1 | 1 | 22 |  | 30
46 | 47 | 0 | 1 | 1 | 0 |  | 30 | 0 | 1 | 1 | 0 |  | 30
47 | 48 | 12.1332 | 1 | 1 | 7 |  | 0 | 11.997 | 1 | 1 | 23 |  | 0
48 | 49 | 0.028677 | 1 | 1 | 4 |  | 30 | 0 | 1 | 1 | 1 |  | 0
49 | 50 | 12.0039 | 1 | 1 | 14 |  | 30 | 11.9939 | 1 | 1 | 22 |  | 30
50 | 51 | 0 | 1 | 1 | 0 |  | 30 | 0 | 1 | 1 | 0 |  | 30
51 | 52 | 12.014 | 1 | 1 | 7 |  | 0 | 11.997 | 1 | 1 | 23 |  | 0
52 | 53 | 0.028677 | 1 | 1 | 4 |  | 30 | 0 | 1 | 1 | 1 |  | 0
53 | 54 | 12.0047 | 1 | 1 | 23 |  | 30 | 11.9954 | 1 | 1 | 14 |  | 0
54 | 55 | 0 | 1 | 1 | 0 |  | 30 | 0 | 1 | 1 | 0 |  | 30
55 | 56 | 12.0039 | 1 | 1 | 14 |  | 30 | 11.9939 | 1 | 1 | 22 |  | 30
56 | 57 | 0 | 1 | 1 | 0 |  | 30 | 0 | 1 | 1 | 0 |  | 30
57 | 58 | 12.0047 | 1 | 1 | 23 |  | 30 | 11.9954 | 1 | 1 | 14 |  | 0
58 | 59 | 0 | 1 | 1 | 0 |  | 30 | 0 | 1 | 1 | 0 |  | 30
59 | 60 | 14.8451 | 1 | 1 | 0 |  | 30 | 14.7921 | 1 | 1 | 6 |  | 30
60 | 61 | 0 | 1 | 1 | 0 |  | 30 | 0 | 1 | 1 | 0 |  | 30
61 | 62 | 12.0039 | 1 | 1 | 14 |  | 30 | 11.9939 | 1 | 1 | 22 |  | 30
62 | 63 | 0 | 1 | 1 | 0 |  | 30 | 0 | 1 | 1 | 0 |  | 30
63 | 64 | 14.8451 | 1 | 1 | 0 |  | 30 | 14.7921 | 1 | 1 | 6 |  | 30
64 | 65 | 0 | 1 | 1 | 0 |  | 30 | 0 | 1 | 1 | 0 |  | 30
65 | 66 | 15.2549 | 1 | 1 | 0 |  | 30 | 15.2058 | 1 | 1 | 6 |  | 30
66 | 67 | 0 | 1 | 1 | 0 |  | 30 | 0 | 1 | 1 | 0 |  | 30
67 | 68 | 12.0039 | 1 | 1 | 14 |  | 30 | 11.9939 | 1 | 1 | 22 |  | 30
68 | 69 | 0 | 1 | 1 | 0 |  | 30 | 0 | 1 | 1 | 0 |  | 30
69 | 70 | 15.2549 | 1 | 1 | 0 |  | 30 | 15.2058 | 1 | 1 | 6 |  | 30
70 | 71 | 0 | 1 | 1 | 0 |  | 30 | 0 | 1 | 1 | 0 |  | 30
71 | 72 | 16.6032 | 1 | 1 | 0 |  | 30 | 16.5583 | 1 | 1 | 6 |  | 30
72 | 73 | 0 | 1 | 1 | 0 |  | 30 | 0 | 1 | 1 | 0 |  | 30
73 | 74 | 12.0039 | 1 | 1 | 14 |  | 30 | 11.9939 | 1 | 1 | 22 |  | 30
74 | 75 | 0 | 1 | 1 | 0 |  | 30 | 0 | 1 | 1 | 0 |  | 30
75 | 76 | 16.6032 | 1 | 1 | 0 |  | 30 | 16.5583 | 1 | 1 | 6 |  | 30
76 | 77 | 0 | 1 | 1 | 0 |  | 30 | 0 | 1 | 1 | 0 |  | 30
77 | 78 | 14.9343 | 1 | 1 | 14 |  | 30 | 14.8121 | 1 | 1 | 7 |  | 0
78 | 79 | 0 | 1 | 1 | 0 |  | 30 | 0 | 1 | 1 | 0 |  | 30
79 | 80 | 12.0039 | 1 | 1 | 14 |  | 30 | 11.9939 | 1 | 1 | 22 |  | 30
80 | 81 | 0 | 1 | 1 | 0 |  | 30 | 0 | 1 | 1 | 0 |  | 30
81 | 82 | 14.9343 | 1 | 1 | 14 |  | 30 | 14.8121 | 1 | 1 | 7 |  | 0
82 | 83 | 0 | 1 | 1 | 0 |  | 30 | 0 | 1 | 1 | 0 |  | 30
83 | 84 | 16.3649 | 1 | 1 | 0 |  | 30 | 16.3112 | 1 | 1 | 6 |  | 30
84 | 85 | 0 | 1 | 1 | 0 |  | 30 | 0 | 1 | 1 | 0 |  | 30
85 | 86 | 12.0039 | 1 | 1 | 14 |  | 30 | 11.9939 | 1 | 1 | 22 |  | 30
86 | 87 | 0 | 1 | 1 | 0 |  | 30 | 0 | 1 | 1 | 0 |  | 30
87 | 88 | 16.3649 | 1 | 1 | 0 |  | 30 | 16.3112 | 1 | 1 | 6 |  | 30
88 | 89 | 0 | 1 | 1 | 0 |  | 30 | 0 | 1 | 1 | 0 |  | 30
89 | 90 | 15.6981 | 1 | 1 | 0 |  | 30 | 15.6493 | 1 | 1 | 23 |  | 0
90 | 91 | 0 | 1 | 1 | 0 |  | 30 | 0 | 1 | 1 | 0 |  | 30
91 | 92 | 12.0039 | 1 | 1 | 14 |  | 30 | 11.9939 | 1 | 1 | 22 |  | 30
92 | 93 | 0 | 1 | 1 | 0 |  | 30 | 0 | 1 | 1 | 0 |  | 30
93 | 94 | 15.6981 | 1 | 1 | 0 |  | 30 | 15.6493 | 1 | 1 | 23 |  | 0
94 | 95 | 0 | 1 | 1 | 0 |  | 30 | 0 | 1 | 1 | 0 |  | 30
95 | 96 | 16.6197 | 1 | 1 | 0 |  | 30 | 16.5848 | 1 | 1 | 23 |  | 0
96 | 97 | 0 | 1 | 1 | 0 |  | 30 | 0 | 1 | 1 | 0 |  | 30
97 | 98 | 12.0039 | 1 | 1 | 14 |  | 30 | 11.9939 | 1 | 1 | 22 |  | 30
98 | 99 | 0 | 1 | 1 | 0 |  | 30 | 0 | 1 | 1 | 0 |  | 30
99 | 100 | 16.6197 | 1 | 1 | 0 |  | 30 | 16.5848 | 1 | 1 | 23 |  | 0
100 | 101 | 0 | 1 | 1 | 0 |  | 30 | 0 | 1 | 1 | 0 |  | 30
101 | 102 | 16.6556 | 1 | 1 | 15 |  | 0 | 16.534 | 1 | 1 | 7 |  | 0
102 | 103 | 0 | 1 | 1 | 0 |  | 30 | 0 | 1 | 1 | 0 |  | 30
103 | 104 | 12.0039 | 1 | 1 | 14 |  | 30 | 11.9939 | 1 | 1 | 22 |  | 30
104 | 105 | 0 | 1 | 1 | 0 |  | 30 | 0 | 1 | 1 | 0 |  | 30
105 | 106 | 16.6556 | 1 | 1 | 15 |  | 0 | 16.534 | 1 | 1 | 7 |  | 0
106 | 107 | 0 | 1 | 1 | 0 |  | 30 | 0 | 1 | 1 | 0 |  | 30
107 | 108 | 15.9427 | 1 | 1 | 0 |  | 30 | 15.9021 | 1 | 1 | 6 |  | 30
108 | 109 | 0 | 1 | 1 | 0 |  | 30 | 0 | 1 | 1 | 0 |  | 30
109 | 110 | 12.0039 | 1 | 1 | 14 |  | 30 | 11.9939 | 1 | 1 | 22 |  | 30
110 | 111 | 0 | 1 | 1 | 0 |  | 30 | 0 | 1 | 1 | 0 |  | 30
111 | 112 | 15.9427 | 1 | 1 | 0 |  | 30 | 15.9021 | 1 | 1 | 6 |  | 30
112 | 113 | 0 | 1 | 1 | 0 |  | 30 | 0 | 1 | 1 | 0 |  | 30
113 | 114 | 15.4953 | 1 | 1 | 14 |  | 30 | 15.3744 | 1 | 1 | 7 |  | 0
114 | 115 | 0 | 1 | 1 | 0 |  | 30 | 0 | 1 | 1 | 0 |  | 30
115 | 116 | 12.0039 | 1 | 1 | 14 |  | 30 | 11.9939 | 1 | 1 | 22 |  | 30
116 | 117 | 0 | 1 | 1 | 0 |  | 30 | 0 | 1 | 1 | 0 |  | 30
117 | 118 | 15.4953 | 1 | 1 | 14 |  | 30 | 15.3744 | 1 | 1 | 7 |  | 0
118 | 119 | 0 | 1 | 1 | 0 |  | 30 | 0 | 1 | 1 | 0 |  | 30
119 | 120 | 15.8445 | 1 | 1 | 14 |  | 30 | 15.6925 | 1 | 1 | 7 |  | 0
120 | 121 | 0 | 1 | 1 | 0 |  | 30 | 0 | 1 | 1 | 0 |  | 30
121 | 122 | 12.0039 | 1 | 1 | 14 |  | 30 | 11.9939 | 1 | 1 | 22 |  | 30
122 | 123 | 0 | 1 | 1 | 0 |  | 30 | 0 | 1 | 1 | 0 |  | 30
123 | 124 | 15.8445 | 1 | 1 | 14 |  | 30 | 15.6925 | 1 | 1 | 7 |  | 0
124 | 125 | 0 | 1 | 1 | 0 |  | 30 | 0 | 1 | 1 | 0 |  | 30
125 | 126 | 12.1268 | 1 | 1 | 9 |  | 0 | 11.9954 | 1 | 1 | 23 |  | 30
126 | 127 | 0.011259 | 1 | 1 | 9 |  | 0 | 0 | 1 | 1 | 0 |  | 30
127 | 128 | 12.0081 | 1 | 1 | 2 |  | 0 | 11.9954 | 1 | 1 | 23 |  | 30
128 | 129 | 0 | 1 | 1 | 0 |  | 30 | 0 | 1 | 1 | 0 |  | 30
129 | 130 | 12.0081 | 1 | 1 | 2 |  | 0 | 11.9954 | 1 | 1 | 23 |  | 30
130 | 131 | 0.011259 | 1 | 1 | 9 |  | 0 | 0 | 1 | 1 | 0 |  | 30
131 | 132 | 12.6402 | 1 | 1 | 14 |  | 30 | 12.5243 | 1 | 1 | 7 |  | 0
132 | 133 | 0 | 1 | 1 | 0 |  | 30 | 0 | 1 | 1 | 0 |  | 30
133 | 134 | 12.0081 | 1 | 1 | 2 |  | 0 | 11.9954 | 1 | 1 | 23 |  | 30
134 | 135 | 0 | 1 | 1 | 0 |  | 30 | 0 | 1 | 1 | 0 |  | 30
135 | 136 | 12.6402 | 1 | 1 | 14 |  | 30 | 12.5243 | 1 | 1 | 7 |  | 0
136 | 137 | 0 | 1 | 1 | 0 |  | 30 | 0 | 1 | 1 | 0 |  | 30
137 | 138 | 15.8982 | 1 | 1 | 0 |  | 30 | 15.8435 | 1 | 1 | 6 |  | 30
138 | 139 | 0 | 1 | 1 | 0 |  | 30 | 0 | 1 | 1 | 0 |  | 30
139 | 140 | 12.0081 | 1 | 1 | 2 |  | 0 | 11.9954 | 1 | 1 | 23 |  | 30
140 | 141 | 0 | 1 | 1 | 0 |  | 30 | 0 | 1 | 1 | 0 |  | 30
141 | 142 | 15.8982 | 1 | 1 | 0 |  | 30 | 15.8435 | 1 | 1 | 6 |  | 30
142 | 143 | 0 | 1 | 1 | 0 |  | 30 | 0 | 1 | 1 | 0 |  | 30
143 | 144 | 15.9388 | 1 | 1 | 0 |  | 30 | 15.8904 | 1 | 1 | 6 |  | 30
144 | 145 | 0 | 1 | 1 | 0 |  | 30 | 0 | 1 | 1 | 0 |  | 30
145 | 146 | 12.0081 | 1 | 1 | 2 |  | 0 | 11.9954 | 1 | 1 | 23 |  | 30
146 | 147 | 0 | 1 | 1 | 0 |  | 30 | 0 | 1 | 1 | 0 |  | 30
147 | 148 | 15.9388 | 1 | 1 | 0 |  | 30 | 15.8904 | 1 | 1 | 6 |  | 30
148 | 149 | 0 | 1 | 1 | 0 |  | 30 | 0 | 1 | 1 | 0 |  | 30
149 | 150 | 16.5458 | 1 | 1 | 0 |  | 30 | 16.501 | 1 | 1 | 6 |  | 30
150 | 151 | 0 | 1 | 1 | 0 |  | 30 | 0 | 1 | 1 | 0 |  | 30
151 | 152 | 12.0081 | 1 | 1 | 2 |  | 0 | 11.9954 | 1 | 1 | 23 |  | 30
152 | 153 | 0 | 1 | 1 | 0 |  | 30 | 0 | 1 | 1 | 0 |  | 30
153 | 154 | 16.5458 | 1 | 1 | 0 |  | 30 | 16.501 | 1 | 1 | 6 |  | 30
154 | 155 | 0 | 1 | 1 | 0 |  | 30 | 0 | 1 | 1 | 0 |  | 30
155 | 156 | 15.7063 | 1 | 1 | 14 |  | 30 | 15.3818 | 1 | 1 | 7 |  | 30
156 | 157 | 0 | 1 | 1 | 0 |  | 30 | 0 | 1 | 1 | 0 |  | 30
157 | 158 | 12.0081 | 1 | 1 | 2 |  | 0 | 11.9954 | 1 | 1 | 23 |  | 30
158 | 159 | 0 | 1 | 1 | 0 |  | 30 | 0 | 1 | 1 | 0 |  | 30
159 | 160 | 15.7063 | 1 | 1 | 14 |  | 30 | 15.3818 | 1 | 1 | 7 |  | 30
160 | 161 | 0 | 1 | 1 | 0 |  | 30 | 0 | 1 | 1 | 0 |  | 30
161 | 162 | 15.1853 | 1 | 1 | 14 |  | 30 | 15.0686 | 1 | 1 | 7 |  | 0
162 | 163 | 0 | 1 | 1 | 0 |  | 30 | 0 | 1 | 1 | 0 |  | 30
163 | 164 | 12.0081 | 1 | 1 | 2 |  | 0 | 11.9954 | 1 | 1 | 23 |  | 30
164 | 165 | 0 | 1 | 1 | 0 |  | 30 | 0 | 1 | 1 | 0 |  | 30
165 | 166 | 15.1853 | 1 | 1 | 14 |  | 30 | 15.0686 | 1 | 1 | 7 |  | 0
166 | 167 | 0 | 1 | 1 | 0 |  | 30 | 0 | 1 | 1 | 0 |  | 30
167 | 168 | 16.9322 | 1 | 1 | 0 |  | 30 | 16.8781 | 1 | 1 | 6 |  | 30
168 | 169 | 0 | 1 | 1 | 0 |  | 30 | 0 | 1 | 1 | 0 |  | 30
169 | 170 | 12.0081 | 1 | 1 | 2 |  | 0 | 11.9954 | 1 | 1 | 23 |  | 30
170 | 171 | 0 | 1 | 1 | 0 |  | 30 | 0 | 1 | 1 | 0 |  | 30
171 | 172 | 16.9322 | 1 | 1 | 0 |  | 30 | 16.8781 | 1 | 1 | 6 |  | 30
172 | 173 | 0 | 1 | 1 | 0 |  | 30 | 0 | 1 | 1 | 0 |  | 30
173 | 174 | 16.3956 | 1 | 1 | 0 |  | 30 | 16.3552 | 1 | 1 | 6 |  | 30
174 | 175 | 0 | 1 | 1 | 0 |  | 30 | 0 | 1 | 1 | 0 |  | 30
175 | 176 | 12.0081 | 1 | 1 | 2 |  | 0 | 11.9954 | 1 | 1 | 23 |  | 30
176 | 177 | 0 | 1 | 1 | 0 |  | 30 | 0 | 1 | 1 | 0 |  | 30
177 | 178 | 16.3956 | 1 | 1 | 0 |  | 30 | 16.3552 | 1 | 1 | 6 |  | 30
178 | 179 | 0 | 1 | 1 | 0 |  | 30 | 0 | 1 | 1 | 0 |  | 30
179 | 180 | 15.5183 | 1 | 1 | 14 |  | 30 | 15.2926 | 1 | 1 | 7 |  | 0
180 | 181 | 0 | 1 | 1 | 0 |  | 30 | 0 | 1 | 1 | 0 |  | 30
181 | 182 | 12.0081 | 1 | 1 | 2 |  | 0 | 11.9954 | 1 | 1 | 23 |  | 30
182 | 183 | 0 | 1 | 1 | 0 |  | 30 | 0 | 1 | 1 | 0 |  | 30
183 | 184 | 15.5183 | 1 | 1 | 14 |  | 30 | 15.2926 | 1 | 1 | 7 |  | 0
184 | 185 | 0 | 1 | 1 | 0 |  | 30 | 0 | 1 | 1 | 0 |  | 30
185 | 186 | 16.9654 | 1 | 1 | 0 |  | 30 | 16.9266 | 1 | 1 | 6 |  | 30
186 | 187 | 0 | 1 | 1 | 0 |  | 30 | 0 | 1 | 1 | 0 |  | 30
187 | 188 | 12.0081 | 1 | 1 | 2 |  | 0 | 11.9954 | 1 | 1 | 23 |  | 30
188 | 189 | 0 | 1 | 1 | 0 |  | 30 | 0 | 1 | 1 | 0 |  | 30
189 | 190 | 16.9654 | 1 | 1 | 0 |  | 30 | 16.9266 | 1 | 1 | 6 |  | 30
190 | 191 | 0 | 1 | 1 | 0 |  | 30 | 0 | 1 | 1 | 0 |  | 30
191 | 192 | 15.8894 | 1 | 1 | 14 |  | 30 | 15.6615 | 1 | 1 | 7 |  | 30
192 | 193 | 0 | 1 | 1 | 0 |  | 30 | 0 | 1 | 1 | 0 |  | 30
193 | 194 | 12.0081 | 1 | 1 | 2 |  | 0 | 11.9954 | 1 | 1 | 23 |  | 30
194 | 195 | 0 | 1 | 1 | 0 |  | 30 | 0 | 1 | 1 | 0 |  | 30
195 | 196 | 15.8894 | 1 | 1 | 14 |  | 30 | 15.6615 | 1 | 1 | 7 |  | 30
196 | 197 | 0 | 1 | 1 | 0 |  | 30 | 0 | 1 | 1 | 0 |  | 30
197 | 198 | 16.8091 | 1 | 1 | 0 |  | 30 | 16.78 | 1 | 1 | 6 |  | 30
198 | 199 | 0 | 1 | 1 | 0 |  | 30 | 0 | 1 | 1 | 0 |  | 30
199 | 200 | 12.0081 | 1 | 1 | 2 |  | 0 | 11.9954 | 1 | 1 | 23 |  | 30
200 | 201 | 0 | 1 | 1 | 0 |  | 30 | 0 | 1 | 1 | 0 |  | 30
201 | 202 | 16.8091 | 1 | 1 | 0 |  | 30 | 16.78 | 1 | 1 | 6 |  | 30
202 | 203 | 0 | 1 | 1 | 0 |  | 30 | 0 | 1 | 1 | 0 |  | 30
203 | 204 | 15.9796 | 1 | 1 | 14 |  | 30 | 15.8782 | 1 | 1 | 7 |  | 0
204 | 205 | 0 | 1 | 1 | 0 |  | 30 | 0 | 1 | 1 | 0 |  | 30
205 | 206 | 12.0081 | 1 | 1 | 2 |  | 0 | 11.9954 | 1 | 1 | 23 |  | 30
206 | 207 | 0 | 1 | 1 | 0 |  | 30 | 0 | 1 | 1 | 0 |  | 30
207 | 208 | 15.9796 | 1 | 1 | 14 |  | 30 | 15.8782 | 1 | 1 | 7 |  | 0
208 | 209 | 0 | 1 | 1 | 0 |  | 30 | 0 | 1 | 1 | 0 |  | 30
209 | 210 | 17.2379 | 1 | 1 | 0 |  | 30 | 17.1836 | 1 | 1 | 6 |  | 30
210 | 211 | 0 | 1 | 1 | 0 |  | 30 | 0 | 1 | 1 | 0 |  | 30
211 | 212 | 12.0081 | 1 | 1 | 2 |  | 0 | 11.9954 | 1 | 1 | 23 |  | 30
212 | 213 | 0 | 1 | 1 | 0 |  | 30 | 0 | 1 | 1 | 0 |  | 30
213 | 214 | 17.2379 | 1 | 1 | 0 |  | 30 | 17.1836 | 1 | 1 | 6 |  | 30
214 | 215 | 0 | 1 | 1 | 0 |  | 30 | 0 | 1 | 1 | 0 |  | 30
215 | 216 | 15.9535 | 1 | 1 | 14 |  | 30 | 15.72 | 1 | 1 | 7 |  | 30
216 | 217 | 0 | 1 | 1 | 0 |  | 30 | 0 | 1 | 1 | 0 |  | 30
217 | 218 | 12.0081 | 1 | 1 | 2 |  | 0 | 11.9954 | 1 | 1 | 23 |  | 30
218 | 219 | 0 | 1 | 1 | 0 |  | 30 | 0 | 1 | 1 | 0 |  | 30
219 | 220 | 15.9535 | 1 | 1 | 14 |  | 30 | 15.72 | 1 | 1 | 7 |  | 30
220 | 221 | 0 | 1 | 1 | 0 |  | 30 | 0 | 1 | 1 | 0 |  | 30
221 | 222 | 16.4752 | 1 | 1 | 0 |  | 30 | 16.4344 | 1 | 1 | 6 |  | 30
222 | 223 | 0 | 1 | 1 | 0 |  | 30 | 0 | 1 | 1 | 0 |  | 30
223 | 224 | 12.0081 | 1 | 1 | 2 |  | 0 | 11.9954 | 1 | 1 | 23 |  | 30
224 | 225 | 0 | 1 | 1 | 0 |  | 30 | 0 | 1 | 1 | 0 |  | 30
225 | 226 | 16.4752 | 1 | 1 | 0 |  | 30 | 16.4344 | 1 | 1 | 6 |  | 30
226 | 227 | 0 | 1 | 1 | 0 |  | 30 | 0 | 1 | 1 | 0 |  | 30
227 | 228 | 15.059 | 1 | 1 | 14 |  | 30 | 14.9665 | 1 | 1 | 7 |  | 0
228 | 229 | 0 | 1 | 1 | 0 |  | 30 | 0 | 1 | 1 | 0 |  | 30
229 | 230 | 12.0081 | 1 | 1 | 2 |  | 0 | 11.9954 | 1 | 1 | 23 |  | 30
230 | 231 | 0 | 1 | 1 | 0 |  | 30 | 0 | 1 | 1 | 0 |  | 30
231 | 232 | 15.059 | 1 | 1 | 14 |  | 30 | 14.9665 | 1 | 1 | 7 |  | 0
232 | 233 | 0 | 1 | 1 | 0 |  | 30 | 0 | 1 | 1 | 0 |  | 30
233 | 234 | 14.651 | 1 | 1 | 14 |  | 0 | 14.3551 | 1 | 1 | 7 |  | 0
234 | 235 | 0 | 1 | 1 | 0 |  | 30 | 0 | 1 | 1 | 0 |  | 30
235 | 236 | 12.0081 | 1 | 1 | 2 |  | 0 | 11.9954 | 1 | 1 | 23 |  | 30
236 | 237 | 0 | 1 | 1 | 0 |  | 30 | 0 | 1 | 1 | 0 |  | 30
237 | 238 | 14.651 | 1 | 1 | 14 |  | 0 | 14.3551 | 1 | 1 | 7 |  | 0
238 | 239 | 0 | 1 | 1 | 0 |  | 30 | 0 | 1 | 1 | 0 |  | 30
239 | 240 | 15.3911 | 1 | 1 | 14 |  | 30 | 15.1515 | 1 | 1 | 7 |  | 0
240 | 241 | 0 | 1 | 1 | 0 |  | 30 | 0 | 1 | 1 | 0 |  | 30
241 | 242 | 12.0081 | 1 | 1 | 2 |  | 0 | 11.9954 | 1 | 1 | 23 |  | 30
242 | 243 | 0 | 1 | 1 | 0 |  | 30 | 0 | 1 | 1 | 0 |  | 30
243 | 244 | 15.3911 | 1 | 1 | 14 |  | 30 | 15.1515 | 1 | 1 | 7 |  | 0
244 | 245 | 0 | 1 | 1 | 0 |  | 30 | 0 | 1 | 1 | 0 |  | 30
245 | 246 | 14.2546 | 1 | 1 | 14 |  | 0 | 13.7828 | 1 | 1 | 7 |  | 0
246 | 247 | 0 | 1 | 1 | 0 |  | 30 | 0 | 1 | 1 | 0 |  | 30
247 | 248 | 12.0081 | 1 | 1 | 2 |  | 0 | 11.9954 | 1 | 1 | 23 |  | 30
248 | 249 | 0 | 1 | 1 | 0 |  | 30 | 0 | 1 | 1 | 0 |  | 30
249 | 250 | 14.2546 | 1 | 1 | 14 |  | 0 | 13.7828 | 1 | 1 | 7 |  | 0
250 | 251 | 0 | 1 | 1 | 0 |  | 30 | 0 | 1 | 1 | 0 |  | 30
251 | 252 | 14.3371 | 1 | 1 | 14 |  | 30 | 13.8421 | 1 | 1 | 7 |  | 30
252 | 253 | 0 | 1 | 1 | 0 |  | 30 | 0 | 1 | 1 | 0 |  | 30
253 | 254 | 12.0081 | 1 | 1 | 2 |  | 0 | 11.9954 | 1 | 1 | 23 |  | 30
254 | 255 | 0 | 1 | 1 | 0 |  | 30 | 0 | 1 | 1 | 0 |  | 30
255 | 256 | 14.3371 | 1 | 1 | 14 |  | 30 | 13.8421 | 1 | 1 | 7 |  | 30
256 | 257 | 0 | 1 | 1 | 0 |  | 30 | 0 | 1 | 1 | 0 |  | 30
257 | 258 | 15.5039 | 1 | 1 | 14 |  | 30 | 15.3782 | 1 | 1 | 7 |  | 0
258 | 259 | 0 | 1 | 1 | 0 |  | 30 | 0 | 1 | 1 | 0 |  | 30
259 | 260 | 12.0081 | 1 | 1 | 2 |  | 0 | 11.9954 | 1 | 1 | 23 |  | 30
260 | 261 | 0 | 1 | 1 | 0 |  | 30 | 0 | 1 | 1 | 0 |  | 30
261 | 262 | 15.5039 | 1 | 1 | 14 |  | 30 | 15.3782 | 1 | 1 | 7 |  | 0
262 | 263 | 0 | 1 | 1 | 0 |  | 30 | 0 | 1 | 1 | 0 |  | 30
263 | 264 | 14.4445 | 1 | 1 | 14 |  | 0 | 13.9268 | 1 | 1 | 7 |  | 0
264 | 265 | 0 | 1 | 1 | 0 |  | 30 | 0 | 1 | 1 | 0 |  | 30
265 | 266 | 12.0081 | 1 | 1 | 2 |  | 0 | 11.9954 | 1 | 1 | 23 |  | 30
266 | 267 | 0 | 1 | 1 | 0 |  | 30 | 0 | 1 | 1 | 0 |  | 30
267 | 268 | 14.4445 | 1 | 1 | 14 |  | 0 | 13.9268 | 1 | 1 | 7 |  | 0
268 | 269 | 0 | 1 | 1 | 0 |  | 30 | 0 | 1 | 1 | 0 |  | 30
269 | 270 | 20.1465 | 1 | 1 | 7 |  | 0 | 20 | 1 | 1 | 6 |  | 30
270 | 271 | 0.2151 | 1 | 1 | 3 |  | 30 | 0 | 1 | 1 | 0 |  | 30
271 | 272 | 20.0273 | 1 | 1 | 7 |  | 0 | 19.9994 | 1 | 1 | 5 |  | 30
272 | 273 | 0 | 1 | 1 | 0 |  | 30 | 0 | 1 | 1 | 0 |  | 30
273 | 274 | 20.0273 | 1 | 1 | 7 |  | 0 | 19.9994 | 1 | 1 | 5 |  | 30
274 | 275 | 0.2151 | 1 | 1 | 3 |  | 30 | 0 | 1 | 1 | 0 |  | 30
275 | 276 | 20.1282 | 1 | 1 | 10 |  | 0 | 19.9988 | 1 | 1 | 23 |  | 30
276 | 277 | 0.085798 | 1 | 1 | 2 |  | 30 | 0 | 1 | 1 | 0 |  | 30
277 | 278 | 20.0273 | 1 | 1 | 7 |  | 0 | 19.9994 | 1 | 1 | 5 |  | 30
278 | 279 | 0 | 1 | 1 | 0 |  | 30 | 0 | 1 | 1 | 0 |  | 30
279 | 280 | 20.0149 | 1 | 1 | 24 |  | 0 | 19.9988 | 1 | 1 | 23 |  | 30
280 | 281 | 0.085798 | 1 | 1 | 2 |  | 30 | 0 | 1 | 1 | 0 |  | 30
281 | 282 | 20.136 | 1 | 1 | 8 |  | 30 | 19.9988 | 1 | 1 | 21 |  | 30
282 | 283 | 0.036198 | 1 | 1 | 23 |  | 30 | 0 | 1 | 1 | 0 |  | 30
283 | 284 | 20.0273 | 1 | 1 | 7 |  | 0 | 19.9994 | 1 | 1 | 5 |  | 30
284 | 285 | 0 | 1 | 1 | 0 |  | 30 | 0 | 1 | 1 | 0 |  | 30
285 | 286 | 20.0177 | 1 | 1 | 19 |  | 30 | 19.9988 | 1 | 1 | 21 |  | 30
286 | 287 | 0.036198 | 1 | 1 | 23 |  | 30 | 0 | 1 | 1 | 0 |  | 30
287 | 288 | 20.1378 | 1 | 1 | 17 |  | 7 | 19.9991 | 1 | 1 | 3 |  | 0
288 | 289 | 0.14704 | 1 | 1 | 19 |  | 30 | 0 | 1 | 1 | 0 |  | 30
289 | 290 | 20.0273 | 1 | 1 | 7 |  | 0 | 19.9994 | 1 | 1 | 5 |  | 30
290 | 291 | 0 | 1 | 1 | 0 |  | 30 | 0 | 1 | 1 | 0 |  | 30
291 | 292 | 20.0186 | 1 | 1 | 17 |  | 7 | 19.9991 | 1 | 1 | 3 |  | 0
292 | 293 | 0.14704 | 1 | 1 | 19 |  | 30 | 0 | 1 | 1 | 0 |  | 30
293 | 294 | 20.1316 | 1 | 1 | 21 |  | 0 | 19.9964 | 1 | 1 | 14 |  | 0
294 | 295 | 0.040783 | 1 | 1 | 8 |  | 0 | 0 | 1 | 1 | 0 |  | 30
295 | 296 | 20.0273 | 1 | 1 | 7 |  | 0 | 19.9994 | 1 | 1 | 5 |  | 30
296 | 297 | 0 | 1 | 1 | 0 |  | 30 | 0 | 1 | 1 | 0 |  | 30
297 | 298 | 20.0177 | 1 | 1 | 20 |  | 0 | 19.9964 | 1 | 1 | 14 |  | 0
298 | 299 | 0.040783 | 1 | 1 | 8 |  | 0 | 0 | 1 | 1 | 0 |  | 30
299 | 300 | 20.1349 | 1 | 1 | 5 |  | 0 | 19.9998 | 1 | 1 | 23 |  | 30
300 | 301 | 0.073774 | 1 | 1 | 9 |  | 15 | 0 | 1 | 1 | 2 |  | 0
301 | 302 | 20.0273 | 1 | 1 | 7 |  | 0 | 19.9994 | 1 | 1 | 5 |  | 30
302 | 303 | 0 | 1 | 1 | 0 |  | 30 | 0 | 1 | 1 | 0 |  | 30
303 | 304 | 20.0157 | 1 | 1 | 5 |  | 0 | 19.9985 | 1 | 1 | 13 |  | 0
304 | 305 | 0.073774 | 1 | 1 | 9 |  | 15 | 0 | 1 | 1 | 2 |  | 0
305 | 306 | 20.1416 | 1 | 1 | 5 |  | 30 | 20 | 1 | 1 | 3 |  | 30
306 | 307 | 0.12043 | 1 | 1 | 11 |  | 0 | 0 | 1 | 1 | 1 |  | 30
307 | 308 | 20.0273 | 1 | 1 | 7 |  | 0 | 19.9994 | 1 | 1 | 5 |  | 30
308 | 309 | 0 | 1 | 1 | 0 |  | 30 | 0 | 1 | 1 | 0 |  | 30
309 | 310 | 20.0234 | 1 | 1 | 4 |  | 30 | 19.9988 | 1 | 1 | 17 |  | 0
310 | 311 | 0.12043 | 1 | 1 | 11 |  | 0 | 0 | 1 | 1 | 1 |  | 30
311 | 312 | 20.1409 | 1 | 1 | 9 |  | 50 | 19.9971 | 1 | 1 | 14 |  | 0
312 | 313 | 0.099443 | 1 | 1 | 6 |  | 30 | 0 | 1 | 1 | 1 |  | 30
313 | 314 | 20.0273 | 1 | 1 | 7 |  | 0 | 19.9994 | 1 | 1 | 5 |  | 30
314 | 315 | 0 | 1 | 1 | 0 |  | 30 | 0 | 1 | 1 | 0 |  | 30
315 | 316 | 20.0328 | 1 | 1 | 13 |  | 30 | 19.9971 | 1 | 1 | 14 |  | 0
316 | 317 | 0.099443 | 1 | 1 | 6 |  | 30 | 0 | 1 | 1 | 1 |  | 30
317 | 318 | 20.1461 | 1 | 1 | 17 |  | 7 | 20 | 1 | 1 | 3 |  | 30
318 | 319 | 0.074232 | 1 | 1 | 4 |  | 0 | 0 | 1 | 1 | 0 |  | 30
319 | 320 | 20.0273 | 1 | 1 | 7 |  | 0 | 19.9994 | 1 | 1 | 5 |  | 30
320 | 321 | 0 | 1 | 1 | 0 |  | 30 | 0 | 1 | 1 | 0 |  | 30
321 | 322 | 20.0269 | 1 | 1 | 17 |  | 7 | 19.9981 | 1 | 1 | 2 |  | 0
322 | 323 | 0.074232 | 1 | 1 | 4 |  | 0 | 0 | 1 | 1 | 0 |  | 30
323 | 324 | 20.1315 | 1 | 1 | 24 |  | 0 | 20 | 1 | 1 | 4 |  | 30
324 | 325 | 0.10345 | 1 | 1 | 1 |  | 0 | 0 | 1 | 1 | 1 |  | 30
325 | 326 | 20.0273 | 1 | 1 | 7 |  | 0 | 19.9994 | 1 | 1 | 5 |  | 30
326 | 327 | 0 | 1 | 1 | 0 |  | 30 | 0 | 1 | 1 | 0 |  | 30
327 | 328 | 20.0126 | 1 | 1 | 5 |  | 30 | 19.9995 | 1 | 1 | 21 |  | 30
328 | 329 | 0.10345 | 1 | 1 | 1 |  | 0 | 0 | 1 | 1 | 1 |  | 30
329 | 330 | 20.1334 | 1 | 1 | 9 |  | 7 | 19.9983 | 1 | 1 | 3 |  | 0
330 | 331 | 0.064516 | 1 | 1 | 10 |  | 30 | 0 | 1 | 1 | 0 |  | 30
331 | 332 | 20.0273 | 1 | 1 | 7 |  | 0 | 19.9994 | 1 | 1 | 5 |  | 30
332 | 333 | 0 | 1 | 1 | 0 |  | 30 | 0 | 1 | 1 | 0 |  | 30
333 | 334 | 20.0142 | 1 | 1 | 9 |  | 7 | 19.9983 | 1 | 1 | 3 |  | 0
334 | 335 | 0.064516 | 1 | 1 | 10 |  | 30 | 0 | 1 | 1 | 0 |  | 30
335 | 336 | 20.1236 | 1 | 1 | 17 |  | 7 | 19.9958 | 1 | 1 | 15 |  | 30
336 | 337 | 0.022162 | 1 | 1 | 20 |  | 0 | 0 | 1 | 1 | 1 |  | 30
337 | 338 | 20.0273 | 1 | 1 | 7 |  | 0 | 19.9994 | 1 | 1 | 5 |  | 30
338 | 339 | 0 | 1 | 1 | 0 |  | 30 | 0 | 1 | 1 | 0 |  | 30
339 | 340 | 20.0127 | 1 | 1 | 17 |  | 0 | 19.9958 | 1 | 1 | 15 |  | 30
340 | 341 | 0.022162 | 1 | 1 | 20 |  | 0 | 0 | 1 | 1 | 1 |  | 30
341 | 342 | 20.1322 | 1 | 1 | 9 |  | 0 | 20 | 1 | 1 | 2 |  | 30
342 | 343 | 0.098483 | 1 | 1 | 9 |  | 15 | 0 | 1 | 1 | 0 |  | 30
343 | 344 | 20.0273 | 1 | 1 | 7 |  | 0 | 19.9994 | 1 | 1 | 5 |  | 30
344 | 345 | 0 | 1 | 1 | 0 |  | 30 | 0 | 1 | 1 | 0 |  | 30
345 | 346 | 20.017 | 1 | 1 | 20 |  | 0 | 19.999 | 1 | 1 | 1 |  | 30
346 | 347 | 0.098483 | 1 | 1 | 9 |  | 15 | 0 | 1 | 1 | 0 |  | 30
347 | 348 | 20.1324 | 1 | 1 | 1 |  | 0 | 19.996 | 1 | 1 | 15 |  | 0
348 | 349 | 0.020701 | 1 | 1 | 12 |  | 0 | 0 | 1 | 1 | 0 |  | 30
349 | 350 | 20.0273 | 1 | 1 | 7 |  | 0 | 19.9994 | 1 | 1 | 5 |  | 30
350 | 351 | 0 | 1 | 1 | 0 |  | 30 | 0 | 1 | 1 | 0 |  | 30
351 | 352 | 20.0141 | 1 | 1 | 20 |  | 0 | 19.9953 | 1 | 1 | 17 |  | 0
352 | 353 | 0.020701 | 1 | 1 | 12 |  | 0 | 0 | 1 | 1 | 0 |  | 30
353 | 354 | 20.1337 | 1 | 1 | 9 |  | 7 | 19.9951 | 1 | 1 | 17 |  | 7
354 | 355 | 0.024229 | 1 | 1 | 9 |  | 7 | 0 | 1 | 1 | 0 |  | 30
355 | 356 | 20.0273 | 1 | 1 | 7 |  | 0 | 19.9994 | 1 | 1 | 5 |  | 30
356 | 357 | 0 | 1 | 1 | 0 |  | 30 | 0 | 1 | 1 | 0 |  | 30
357 | 358 | 20.0148 | 1 | 1 | 3 |  | 0 | 19.9951 | 1 | 1 | 17 |  | 7
358 | 359 | 0.024229 | 1 | 1 | 9 |  | 7 | 0 | 1 | 1 | 0 |  | 30
359 | 360 | 20.1355 | 1 | 1 | 5 |  | 30 | 19.9962 | 1 | 1 | 10 |  | 45
360 | 361 | 0.0391 | 1 | 1 | 6 |  | 30 | 0 | 1 | 1 | 1 |  | 30
361 | 362 | 20.0273 | 1 | 1 | 7 |  | 0 | 19.9994 | 1 | 1 | 5 |  | 30
362 | 363 | 0 | 1 | 1 | 0 |  | 30 | 0 | 1 | 1 | 0 |  | 30
363 | 364 | 20.0174 | 1 | 1 | 7 |  | 30 | 19.9962 | 1 | 1 | 10 |  | 45
364 | 365 | 0.0391 | 1 | 1 | 6 |  | 30 | 0 | 1 | 1 | 1 |  | 30
365 | 366 | 20.1196 | 1 | 1 | 12 |  | 30 | 19.9885 | 1 | 1 | 21 |  | 0
366 | 367 | 0.0097023 | 1 | 1 | 12 |  | 30 | 0 | 1 | 1 | 0 |  | 30
367 | 368 | 20.0273 | 1 | 1 | 7 |  | 0 | 19.9994 | 1 | 1 | 5 |  | 30
368 | 369 | 0 | 1 | 1 | 0 |  | 30 | 0 | 1 | 1 | 0 |  | 30
369 | 370 | 20.0137 | 1 | 1 | 22 |  | 30 | 19.9885 | 1 | 1 | 21 |  | 0
370 | 371 | 0.0097023 | 1 | 1 | 12 |  | 30 | 0 | 1 | 1 | 0 |  | 30
371 | 372 | 20.1298 | 1 | 1 | 10 |  | 45 | 19.9968 | 1 | 1 | 14 |  | 30
372 | 373 | 0.022146 | 1 | 1 | 13 |  | 30 | 0 | 1 | 1 | 0 |  | 30
373 | 374 | 20.0273 | 1 | 1 | 7 |  | 0 | 19.9994 | 1 | 1 | 5 |  | 30
374 | 375 | 0 | 1 | 1 | 0 |  | 30 | 0 | 1 | 1 | 0 |  | 30
375 | 376 | 20.0127 | 1 | 1 | 16 |  | 0 | 19.9968 | 1 | 1 | 14 |  | 30
376 | 377 | 0.022146 | 1 | 1 | 13 |  | 30 | 0 | 1 | 1 | 0 |  | 30
377 | 378 | 20.1318 | 1 | 1 | 13 |  | 30 | 19.9968 | 1 | 1 | 21 |  | 0
378 | 379 | 0.040706 | 1 | 1 | 9 |  | 40 | 0 | 1 | 1 | 0 |  | 30
379 | 380 | 20.0273 | 1 | 1 | 7 |  | 0 | 19.9994 | 1 | 1 | 5 |  | 30
380 | 381 | 0 | 1 | 1 | 0 |  | 30 | 0 | 1 | 1 | 0 |  | 30
381 | 382 | 20.0151 | 1 | 1 | 1 |  | 30 | 19.9968 | 1 | 1 | 21 |  | 0
382 | 383 | 0.040706 | 1 | 1 | 9 |  | 40 | 0 | 1 | 1 | 0 |  | 30
383 | 384 | 20.1308 | 1 | 1 | 12 |  | 30 | 19.9959 | 1 | 1 | 7 |  | 0
384 | 385 | 0.0295 | 1 | 1 | 21 |  | 0 | 0 | 1 | 1 | 1 |  | 30
385 | 386 | 20.0273 | 1 | 1 | 7 |  | 0 | 19.9994 | 1 | 1 | 5 |  | 30
386 | 387 | 0 | 1 | 1 | 0 |  | 30 | 0 | 1 | 1 | 0 |  | 30
387 | 388 | 20.0155 | 1 | 1 | 8 |  | 0 | 19.9959 | 1 | 1 | 7 |  | 0
388 | 389 | 0.0295 | 1 | 1 | 21 |  | 0 | 0 | 1 | 1 | 1 |  | 30
389 | 390 | 15.5899 | 1 | 1 | 15 |  | 0 | 15.475 | 1 | 1 | 7 |  | 0
390 | 391 | 0 | 1 | 1 | 0 |  | 30 | 0 | 1 | 1 | 0 |  | 30
391 | 392 | 20.0273 | 1 | 1 | 7 |  | 0 | 19.9994 | 1 | 1 | 5 |  | 30
392 | 393 | 0 | 1 | 1 | 0 |  | 30 | 0 | 1 | 1 | 0 |  | 30
393 | 394 | 15.5899 | 1 | 1 | 15 |  | 0 | 15.475 | 1 | 1 | 7 |  | 0
394 | 395 | 0 | 1 | 1 | 0 |  | 30 | 0 | 1 | 1 | 0 |  | 30
395 | 396 | 20.1316 | 1 | 1 | 17 |  | 22 | 19.9933 | 1 | 1 | 12 |  | 0
396 | 397 | 0.028734 | 1 | 1 | 2 |  | 30 | 0 | 1 | 1 | 1 |  | 0
397 | 398 | 20.0273 | 1 | 1 | 7 |  | 0 | 19.9994 | 1 | 1 | 5 |  | 30
398 | 399 | 0 | 1 | 1 | 0 |  | 30 | 0 | 1 | 1 | 0 |  | 30
399 | 400 | 20.0148 | 1 | 1 | 4 |  | 0 | 19.9933 | 1 | 1 | 12 |  | 0
400 | 401 | 0.028734 | 1 | 1 | 2 |  | 30 | 0 | 1 | 1 | 1 |  | 0
401 | 402 | 20.1339 | 1 | 1 | 4 |  | 30 | 19.9999 | 1 | 1 | 15 |  | 0
402 | 403 | 0.063302 | 1 | 1 | 6 |  | 30 | 0 | 1 | 1 | 0 |  | 30
403 | 404 | 20.0273 | 1 | 1 | 7 |  | 0 | 19.9994 | 1 | 1 | 5 |  | 30
404 | 405 | 0 | 1 | 1 | 0 |  | 30 | 0 | 1 | 1 | 0 |  | 30
405 | 406 | 20.015 | 1 | 1 | 15 |  | 30 | 19.9972 | 1 | 1 | 10 |  | 45
406 | 407 | 0.063302 | 1 | 1 | 6 |  | 30 | 0 | 1 | 1 | 0 |  | 30
407 | 408 | 20.1428 | 1 | 1 | 17 |  | 7 | 19.9986 | 1 | 1 | 15 |  | 0
408 | 409 | 0.10389 | 1 | 1 | 9 |  | 50 | 0 | 1 | 1 | 0 |  | 30
409 | 410 | 20.0273 | 1 | 1 | 7 |  | 0 | 19.9994 | 1 | 1 | 5 |  | 30
410 | 411 | 0 | 1 | 1 | 0 |  | 30 | 0 | 1 | 1 | 0 |  | 30
411 | 412 | 20.0253 | 1 | 1 | 1 |  | 0 | 19.9982 | 1 | 1 | 19 |  | 0
412 | 413 | 0.10389 | 1 | 1 | 9 |  | 50 | 0 | 1 | 1 | 0 |  | 30
413 | 414 | 18.0002 | 1 | 1 | 21 |  | 30 | 17.9997 | 1 | 1 | 0 |  | 30
414 | 415 | 0.10815 | 1 | 1 | 0 |  | 30 | 0.10815 | 1 | 1 | 0 |  | 30
415 | 416 | 20.1295 | 1 | 1 | 4 |  | 0 | 19.9994 | 1 | 1 | 9 |  | 7
416 | 417 | 0.14093 | 1 | 1 | 1 |  | 0 | 0 | 1 | 1 | 1 |  | 30
417 | 418 | 20.0173 | 1 | 1 | 19 |  | 0 | 19.9994 | 1 | 1 | 9 |  | 7
418 | 419 | 0.14093 | 1 | 1 | 1 |  | 0 | 0 | 1 | 1 | 1 |  | 30
419 | 420 | 18.0002 | 1 | 1 | 21 |  | 30 | 17.9997 | 1 | 1 | 0 |  | 30
420 | 421 | 0.025059 | 1 | 1 | 0 |  | 30 | 0.025059 | 1 | 1 | 0 |  | 30
421 | 422 | 36.8328 | 1 | 1 | 0 |  | 30 | 36.8227 | 1 | 1 | 2 |  | 30
422 | 423 | 0.0071971 | 1 | 1 | 6 |  | 0 | 0.0067256 | 1 | 1 | 17 |  | 40
423 | 424 | 20 | 1 | 1 | 13 |  | 30 | 20 | 1 | 1 | 6 |  | 0
424 | 425 | 0.0071971 | 1 | 1 | 6 |  | 0 | 0.0067256 | 1 | 1 | 17 |  | 40
425 | 426 | 18.0002 | 1 | 1 | 21 |  | 30 | 17.9997 | 1 | 1 | 0 |  | 30
426 | 427 | 0.067804 | 1 | 1 | 0 |  | 30 | 0.067804 | 1 | 1 | 0 |  | 30
427 | 428 | 31.8658 | 1 | 1 | 8 |  | 0 | 20 | 1 | 1 | 17 |  | 40
428 | 429 | 0.0012629 | 1 | 1 | 13 |  | 0 | 0 | 1 | 1 | 1 |  | 0
429 | 430 | 20.0247 | 1 | 1 | 21 |  | 0 | 20 | 1 | 1 | 17 |  | 30
430 | 431 | 0.0012629 | 1 | 1 | 13 |  | 0 | 0 | 1 | 1 | 1 |  | 0
431 | 432 | 18.0002 | 1 | 1 | 21 |  | 30 | 17.9997 | 1 | 1 | 0 |  | 30
432 | 433 | 0.077798 | 1 | 1 | 0 |  | 30 | 0.077798 | 1 | 1 | 0 |  | 30
433 | 434 | 35.4745 | 1 | 1 | 10 |  | 0 | 19.9992 | 1 | 1 | 2 |  | 0
434 | 435 | 0.0005638 | 1 | 1 | 9 |  | 40 | 0 | 1 | 1 | 1 |  | 30
435 | 436 | 20.012 | 1 | 1 | 16 |  | 0 | 19.9992 | 1 | 1 | 2 |  | 0
436 | 437 | 0.0005638 | 1 | 1 | 9 |  | 40 | 0 | 1 | 1 | 1 |  | 30
437 | 438 | 18.0002 | 1 | 1 | 21 |  | 30 | 17.9997 | 1 | 1 | 0 |  | 30
438 | 439 | 0.061886 | 1 | 1 | 0 |  | 30 | 0.061886 | 1 | 1 | 0 |  | 30
439 | 440 | 35.9681 | 1 | 1 | 11 |  | 0 | 20 | 1 | 1 | 7 |  | 30
440 | 441 | 0.00052716 | 1 | 1 | 17 |  | 15 | 0 | 1 | 1 | 1 |  | 0
441 | 442 | 20.0138 | 1 | 1 | 3 |  | 30 | 19.9993 | 1 | 1 | 4 |  | 30
442 | 443 | 0.00052716 | 1 | 1 | 17 |  | 15 | 0 | 1 | 1 | 1 |  | 0
443 | 444 | 18.0002 | 1 | 1 | 21 |  | 30 | 17.9997 | 1 | 1 | 0 |  | 30
444 | 445 | 0.045455 | 1 | 1 | 0 |  | 30 | 0.045455 | 1 | 1 | 0 |  | 30
445 | 446 | 28.494 | 1 | 1 | 23 |  | 0 | 19.9983 | 1 | 1 | 20 |  | 30
446 | 447 | 0.0011138 | 1 | 1 | 17 |  | 15 | 0 | 1 | 1 | 0 |  | 30
447 | 448 | 20.0237 | 1 | 1 | 23 |  | 0 | 19.9983 | 1 | 1 | 20 |  | 30
448 | 449 | 0.0011138 | 1 | 1 | 17 |  | 15 | 0 | 1 | 1 | 0 |  | 30
449 | 450 | 18.0002 | 1 | 1 | 21 |  | 30 | 17.9997 | 1 | 1 | 0 |  | 30
450 | 451 | 0.012919 | 1 | 1 | 0 |  | 30 | 0.012919 | 1 | 1 | 0 |  | 30
451 | 452 | 33.0488 | 1 | 1 | 10 |  | 0 | 19.9962 | 1 | 1 | 7 |  | 30
452 | 453 | 0.00027672 | 1 | 1 | 17 |  | 40 | 0 | 1 | 1 | 0 |  | 30
453 | 454 | 20.0215 | 1 | 1 | 3 |  | 0 | 19.9962 | 1 | 1 | 7 |  | 30
454 | 455 | 0.00027672 | 1 | 1 | 17 |  | 40 | 0 | 1 | 1 | 0 |  | 30
455 | 456 | 18.0002 | 1 | 1 | 21 |  | 30 | 17.9997 | 1 | 1 | 0 |  | 30
456 | 457 | 0.042727 | 1 | 1 | 0 |  | 30 | 0.042727 | 1 | 1 | 0 |  | 30
457 | 458 | 28.5038 | 1 | 1 | 22 |  | 30 | 19.9989 | 1 | 1 | 17 |  | 0
458 | 459 | 0.0011952 | 1 | 1 | 20 |  | 0 | 0 | 1 | 1 | 0 |  | 30
459 | 460 | 20.0241 | 1 | 1 | 20 |  | 0 | 19.9989 | 1 | 1 | 17 |  | 0
460 | 461 | 0.0011952 | 1 | 1 | 20 |  | 0 | 0 | 1 | 1 | 0 |  | 30
461 | 462 | 18.0002 | 1 | 1 | 21 |  | 30 | 17.9997 | 1 | 1 | 0 |  | 30
462 | 463 | 0.10815 | 1 | 1 | 0 |  | 30 | 0.10815 | 1 | 1 | 0 |  | 30
463 | 464 | 28.6456 | 1 | 1 | 1 |  | 30 | 20 | 1 | 1 | 0 |  | 30
464 | 465 | 0.0021666 | 1 | 1 | 22 |  | 0 | 0 | 1 | 1 | 0 |  | 30
465 | 466 | 20.0203 | 1 | 1 | 8 |  | 0 | 20 | 1 | 1 | 0 |  | 30
466 | 467 | 0.0021666 | 1 | 1 | 22 |  | 0 | 0 | 1 | 1 | 0 |  | 30
467 | 468 | 18.0002 | 1 | 1 | 21 |  | 30 | 17.9997 | 1 | 1 | 0 |  | 30
468 | 469 | 0.024927 | 1 | 1 | 0 |  | 30 | 0.024927 | 1 | 1 | 0 |  | 30
469 | 470 | 28.4981 | 1 | 1 | 16 |  | 0 | 19.9981 | 1 | 1 | 19 |  | 0
470 | 471 | 0.0014063 | 1 | 1 | 4 |  | 0 | 0 | 1 | 1 | 0 |  | 30
471 | 472 | 20.023 | 1 | 1 | 20 |  | 0 | 19.9981 | 1 | 1 | 19 |  | 0
472 | 473 | 0.0014063 | 1 | 1 | 4 |  | 0 | 0 | 1 | 1 | 0 |  | 30
473 | 474 | 18.0002 | 1 | 1 | 21 |  | 30 | 17.9997 | 1 | 1 | 0 |  | 30
474 | 475 | 0.019434 | 1 | 1 | 0 |  | 30 | 0.019434 | 1 | 1 | 0 |  | 30
475 | 476 | 38.7312 | 1 | 1 | 0 |  | 30 | 38.7211 | 1 | 1 | 2 |  | 30
476 | 477 | 0.01198 | 1 | 1 | 6 |  | 0 | 0.011754 | 1 | 1 | 0 |  | 30
477 | 478 | 20 | 1 | 1 | 9 |  | 0 | 20 | 1 | 1 | 3 |  | 0
478 | 479 | 0.01198 | 1 | 1 | 6 |  | 0 | 0.011754 | 1 | 1 | 0 |  | 30
479 | 480 | 18.0002 | 1 | 1 | 21 |  | 30 | 17.9997 | 1 | 1 | 0 |  | 30
480 | 481 | 0.027697 | 1 | 1 | 0 |  | 30 | 0.027697 | 1 | 1 | 0 |  | 30
481 | 482 | 29.3709 | 1 | 1 | 7 |  | 30 | 19.9982 | 1 | 1 | 13 |  | 0
482 | 483 | 0.00063843 | 1 | 1 | 9 |  | 0 | 0 | 1 | 1 | 1 |  | 30
483 | 484 | 20.0193 | 1 | 1 | 7 |  | 0 | 19.9982 | 1 | 1 | 13 |  | 0
484 | 485 | 0.00063843 | 1 | 1 | 9 |  | 0 | 0 | 1 | 1 | 1 |  | 30
485 | 486 | 18.0002 | 1 | 1 | 21 |  | 30 | 17.9997 | 1 | 1 | 0 |  | 30
486 | 487 | 0.031065 | 1 | 1 | 0 |  | 30 | 0.031065 | 1 | 1 | 0 |  | 30
487 | 488 | 37.8493 | 1 | 1 | 0 |  | 30 | 37.8386 | 1 | 1 | 2 |  | 30
488 | 489 | 0.0083646 | 1 | 1 | 6 |  | 0 | 0.0079399 | 1 | 1 | 0 |  | 30
489 | 490 | 20 | 1 | 1 | 5 |  | 0 | 20 | 1 | 1 | 9 |  | 0
490 | 491 | 0.0083646 | 1 | 1 | 6 |  | 0 | 0.0079399 | 1 | 1 | 0 |  | 30
491 | 492 | 18.0002 | 1 | 1 | 21 |  | 30 | 17.9997 | 1 | 1 | 0 |  | 30
492 | 493 | 0.026378 | 1 | 1 | 0 |  | 30 | 0.026378 | 1 | 1 | 0 |  | 30
493 | 494 | 28.986 | 1 | 1 | 7 |  | 0 | 19.9981 | 1 | 1 | 15 |  | 0
494 | 495 | 0.00053894 | 1 | 1 | 7 |  | 0 | 0 | 1 | 1 | 0 |  | 30
495 | 496 | 20.0152 | 1 | 1 | 7 |  | 0 | 19.9981 | 1 | 1 | 15 |  | 0
496 | 497 | 0.00053894 | 1 | 1 | 7 |  | 0 | 0 | 1 | 1 | 0 |  | 30
497 | 498 | 18.0002 | 1 | 1 | 21 |  | 30 | 17.9997 | 1 | 1 | 0 |  | 30
498 | 499 | 0.011467 | 1 | 1 | 0 |  | 30 | 0.011467 | 1 | 1 | 0 |  | 30
499 | 500 | 27.004 | 1 | 1 | 17 |  | 7 | 19.9975 | 1 | 1 | 8 |  | 30
500 | 501 | 0.0006437 | 1 | 1 | 10 |  | 0 | 0 | 1 | 1 | 1 |  | 0
501 | 502 | 20.0291 | 1 | 1 | 13 |  | 0 | 19.9961 | 1 | 1 | 11 |  | 0
502 | 503 | 0.0006437 | 1 | 1 | 10 |  | 0 | 0 | 1 | 1 | 1 |  | 0
503 | 504 | 18.0002 | 1 | 1 | 21 |  | 30 | 17.9997 | 1 | 1 | 0 |  | 30
504 | 505 | 0.035093 | 1 | 1 | 0 |  | 30 | 0.035093 | 1 | 1 | 0 |  | 30
505 | 506 | 28.2451 | 1 | 1 | 16 |  | 0 | 19.9976 | 1 | 1 | 8 |  | 0
506 | 507 | 0.00093836 | 1 | 1 | 23 |  | 0 | 0 | 1 | 1 | 0 |  | 30
507 | 508 | 20.0231 | 1 | 1 | 20 |  | 30 | 19.9976 | 1 | 1 | 8 |  | 0
508 | 509 | 0.00093836 | 1 | 1 | 23 |  | 0 | 0 | 1 | 1 | 0 |  | 30
509 | 510 | 18.0002 | 1 | 1 | 21 |  | 30 | 17.9997 | 1 | 1 | 0 |  | 30
510 | 511 | 0.052142 | 1 | 1 | 0 |  | 30 | 0.052142 | 1 | 1 | 0 |  | 30
511 | 512 | 29.4845 | 1 | 1 | 23 |  | 0 | 20 | 1 | 1 | 7 |  | 30
512 | 513 | 0.0017251 | 1 | 1 | 2 |  | 0 | 0 | 1 | 1 | 0 |  | 30
513 | 514 | 20.0302 | 1 | 1 | 23 |  | 0 | 19.9991 | 1 | 1 | 5 |  | 30
514 | 515 | 0.0017251 | 1 | 1 | 2 |  | 0 | 0 | 1 | 1 | 0 |  | 30
515 | 516 | 18.0002 | 1 | 1 | 21 |  | 30 | 17.9997 | 1 | 1 | 0 |  | 30
516 | 517 | 0.073821 | 1 | 1 | 0 |  | 30 | 0.073821 | 1 | 1 | 0 |  | 30
517 | 518 | 29.5257 | 1 | 1 | 17 |  | 7 | 20 | 1 | 1 | 11 |  | 30
518 | 519 | 0.0023671 | 1 | 1 | 7 |  | 30 | 0 | 1 | 1 | 1 |  | 30
519 | 520 | 20.0213 | 1 | 1 | 17 |  | 7 | 20 | 1 | 1 | 11 |  | 30
520 | 521 | 0.0023671 | 1 | 1 | 7 |  | 30 | 0 | 1 | 1 | 1 |  | 30
521 | 522 | 18.0002 | 1 | 1 | 21 |  | 30 | 17.9997 | 1 | 1 | 0 |  | 30
522 | 523 | 0.11706 | 1 | 1 | 0 |  | 30 | 0.11706 | 1 | 1 | 0 |  | 30
523 | 524 | 33.3563 | 1 | 1 | 12 |  | 0 | 20 | 1 | 1 | 11 |  | 30
524 | 525 | 0.0022381 | 1 | 1 | 6 |  | 0 | 0 | 1 | 1 | 0 |  | 30
525 | 526 | 20.0273 | 1 | 1 | 20 |  | 30 | 20 | 1 | 1 | 11 |  | 30
526 | 527 | 0.0022381 | 1 | 1 | 6 |  | 0 | 0 | 1 | 1 | 0 |  | 30
527 | 528 | 69.0432 | 1 | 1 | 0 |  | 30 | 69.0432 | 1 | 1 | 0 |  | 30
528 | 529 | 0 | 1 | 1 | 0 |  | 30 | 0 | 1 | 1 | 0 |  | 30
529 | 530 | 12.0081 | 1 | 1 | 2 |  | 0 | 11.9954 | 1 | 1 | 23 |  | 30
530 | 531 | 0 | 1 | 1 | 0 |  | 30 | 0 | 1 | 1 | 0 |  | 30
531 | 532 | 20.0273 | 1 | 1 | 7 |  | 0 | 19.9994 | 1 | 1 | 5 |  | 30
532 | 533 | 0 | 1 | 1 | 0 |  | 30 | 0 | 1 | 1 | 0 |  | 30
533 | 534 | 55 | 1 | 1 | 0 |  | 30 | 55 | 1 | 1 | 0 |  | 30
534 | 535 | 0 | 1 | 1 | 0 |  | 30 | 0 | 1 | 1 | 0 |  | 30
535 | 536 | 80 | 1 | 1 | 17 |  | 22 | 80 | 1 | 1 | 10 |  | 0
536 | 537 | 0.90917 | 1 | 1 | 0 |  | 30 | 0.90917 | 1 | 1 | 0 |  | 30
537 | 538 | 80.4016 | 1 | 1 | 0 |  | 30 | 80.3853 | 1 | 1 | 10 |  | 0
538 | 539 | 6.2535 | 1 | 1 | 0 |  | 30 | 6.2535 | 1 | 1 | 0 |  | 30
539 | 540 | 80 | 1 | 1 | 0 |  | 30 | 80 | 1 | 1 | 0 |  | 30
540 | 541 | 4.206 | 1 | 1 | 0 |  | 30 | 4.206 | 1 | 1 | 0 |  | 30
541 | 542 | 80 | 1 | 1 | 0 |  | 30 | 80 | 1 | 1 | 0 |  | 30
542 | 543 | 0.71178 | 1 | 1 | 0 |  | 30 | 0.71178 | 1 | 1 | 0 |  | 30
543 | 544 | 80 | 1 | 1 | 0 |  | 30 | 80 | 1 | 1 | 0 |  | 30
544 | 545 | 0 | 1 | 1 | 0 |  | 30 | 0 | 1 | 1 | 0 |  | 30
545 | 546 | 12.0039 | 1 | 1 | 14 |  | 30 | 11.9939 | 1 | 1 | 22 |  | 30
546 | 547 | 0 | 1 | 1 | 0 |  | 30 | 0 | 1 | 1 | 0 |  | 30
547 | 548 | 12.0039 | 1 | 1 | 14 |  | 30 | 11.9939 | 1 | 1 | 22 |  | 30
548 | 549 | 0 | 1 | 1 | 0 |  | 30 | 0 | 1 | 1 | 0 |  | 30
549 | 550 | 12.0039 | 1 | 1 | 14 |  | 30 | 11.9939 | 1 | 1 | 22 |  | 30
550 | 551 | 0 | 1 | 1 | 0 |  | 30 | 0 | 1 | 1 | 0 |  | 30
551 | 552 | 12.0039 | 1 | 1 | 14 |  | 30 | 11.9939 | 1 | 1 | 22 |  | 30
552 | 553 | 0 | 1 | 1 | 0 |  | 30 | 0 | 1 | 1 | 0 |  | 30
553 | 554 | 12.0081 | 1 | 1 | 2 |  | 0 | 11.9954 | 1 | 1 | 23 |  | 30
554 | 555 | 0 | 1 | 1 | 0 |  | 30 | 0 | 1 | 1 | 0 |  | 30
555 | 556 | 12.0081 | 1 | 1 | 2 |  | 0 | 11.9954 | 1 | 1 | 23 |  | 30
556 | 557 | 0 | 1 | 1 | 0 |  | 30 | 0 | 1 | 1 | 0 |  | 30
557 | 558 | 12.0081 | 1 | 1 | 2 |  | 0 | 11.9954 | 1 | 1 | 23 |  | 30
558 | 559 | 0 | 1 | 1 | 0 |  | 30 | 0 | 1 | 1 | 0 |  | 30
559 | 560 | 12.0081 | 1 | 1 | 2 |  | 0 | 11.9954 | 1 | 1 | 23 |  | 30
560 | 561 | 0 | 1 | 1 | 0 |  | 30 | 0 | 1 | 1 | 0 |  | 30
561 | 562 | 20.0273 | 1 | 1 | 7 |  | 0 | 19.9994 | 1 | 1 | 5 |  | 30
562 | 563 | 0 | 1 | 1 | 0 |  | 30 | 0 | 1 | 1 | 0 |  | 30
563 | 564 | 20.0273 | 1 | 1 | 7 |  | 0 | 19.9994 | 1 | 1 | 5 |  | 30
564 | 565 | 0 | 1 | 1 | 0 |  | 30 | 0 | 1 | 1 | 0 |  | 30
565 | 566 | 20.0273 | 1 | 1 | 7 |  | 0 | 19.9994 | 1 | 1 | 5 |  | 30
566 | 567 | 0 | 1 | 1 | 0 |  | 30 | 0 | 1 | 1 | 0 |  | 30
567 | 568 | 20.0273 | 1 | 1 | 7 |  | 0 | 19.9994 | 1 | 1 | 5 |  | 30
568 | 569 | 0 | 1 | 1 | 0 |  | 30 | 0 | 1 | 1 | 0 |  | 30
569 | 570 | 20.0087 | 1 | 1 | 15 |  | 0 | 20.0007 | 1 | 1 | 17 |  | 22
570 | 571 | 0.96903 | 1 | 1 | 0 |  | 30 | 0.96903 | 1 | 1 | 0 |  | 30
571 | 572 | 20.7238 | 1 | 1 | 15 |  | 0 | 20.7157 | 1 | 1 | 17 |  | 22
572 | 573 | 0.96903 | 1 | 1 | 0 |  | 30 | 0.96903 | 1 | 1 | 0 |  | 30
573 | 574 | 15.5427 | 1 | 1 | 20 |  | 30 | 15.2157 | 1 | 1 | 6 |  | 0
574 | 575 | 0.96903 | 1 | 1 | 0 |  | 30 | 0.96903 | 1 | 1 | 0 |  | 30
575 | 576 | 17.2852 | 1 | 1 | 1 |  | 30 | 17.2845 | 1 | 1 | 6 |  | 30
576 | 577 | 0.96903 | 1 | 1 | 0 |  | 30 | 0.96903 | 1 | 1 | 0 |  | 30
577 | 578 | 69.0432 | 1 | 1 | 0 |  | 30 | 69.0432 | 1 | 1 | 0 |  | 30
578 | 579 | 0 | 1 | 1 | 0 |  | 30 | 0 | 1 | 1 | 0 |  | 30
579 | 580 | 69.0432 | 1 | 1 | 0 |  | 30 | 69.0432 | 1 | 1 | 0 |  | 30
580 | 581 | 0 | 1 | 1 | 0 |  | 30 | 0 | 1 | 1 | 0 |  | 30
581 | 582 | 69.0432 | 1 | 1 | 0 |  | 30 | 69.0432 | 1 | 1 | 0 |  | 30
582 | 583 | 0 | 1 | 1 | 0 |  | 30 | 0 | 1 | 1 | 0 |  | 30
583 | 584 | 69.0432 | 1 | 1 | 0 |  | 30 | 69.0432 | 1 | 1 | 0 |  | 30
584 | 585 | 0 | 1 | 1 | 0 |  | 30 | 0 | 1 | 1 | 0 |  | 30
585 | 586 | 69.0432 | 1 | 1 | 0 |  | 30 | 69.0432 | 1 | 1 | 0 |  | 30
586 | 587 | 0 | 1 | 1 | 0 |  | 30 | 0 | 1 | 1 | 0 |  | 30
587 | 588 | 69.0432 | 1 | 1 | 0 |  | 30 | 69.0432 | 1 | 1 | 0 |  | 30
588 | 589 | 0 | 1 | 1 | 0 |  | 30 | 0 | 1 | 1 | 0 |  | 30
589 | 590 | 69.0432 | 1 | 1 | 0 |  | 30 | 69.0432 | 1 | 1 | 0 |  | 30
590 | 591 | 0 | 1 | 1 | 0 |  | 30 | 0 | 1 | 1 | 0 |  | 30
591 | 592 | 69.0432 | 1 | 1 | 0 |  | 30 | 69.0432 | 1 | 1 | 0 |  | 30
592 | 593 | 0 | 1 | 1 | 0 |  | 30 | 0 | 1 | 1 | 0 |  | 30
593 | 594 | 69.0432 | 1 | 1 | 0 |  | 30 | 69.0432 | 1 | 1 | 0 |  | 30
594 | 595 | 0 | 1 | 1 | 0 |  | 30 | 0 | 1 | 1 | 0 |  | 30
595 | 596 | 69.0432 | 1 | 1 | 0 |  | 30 | 69.0432 | 1 | 1 | 0 |  | 30
596 | 597 | 0 | 1 | 1 | 0 |  | 30 | 0 | 1 | 1 | 0 |  | 30
597 | 598 | 69.0432 | 1 | 1 | 0 |  | 30 | 69.0432 | 1 | 1 | 0 |  | 30
598 | 599 | 0 | 1 | 1 | 0 |  | 30 | 0 | 1 | 1 | 0 |  | 30
599 | 600 | 69.0432 | 1 | 1 | 0 |  | 30 | 69.0432 | 1 | 1 | 0 |  | 30
600 | 601 | 0 | 1 | 1 | 0 |  | 30 | 0 | 1 | 1 | 0 |  | 30
601 | 602 | 69.0432 | 1 | 1 | 0 |  | 30 | 69.0432 | 1 | 1 | 0 |  | 30
602 | 603 | 0 | 1 | 1 | 0 |  | 30 | 0 | 1 | 1 | 0 |  | 30
603 | 604 | 69.0432 | 1 | 1 | 0 |  | 30 | 69.0432 | 1 | 1 | 0 |  | 30
604 | 605 | 0 | 1 | 1 | 0 |  | 30 | 0 | 1 | 1 | 0 |  | 30
605 | 606 | 69.0432 | 1 | 1 | 0 |  | 30 | 69.0432 | 1 | 1 | 0 |  | 30
606 | 607 | 0 | 1 | 1 | 0 |  | 30 | 0 | 1 | 1 | 0 |  | 30
607 | 608 | 69.0432 | 1 | 1 | 0 |  | 30 | 69.0432 | 1 | 1 | 0 |  | 30
608 | 609 | 0 | 1 | 1 | 0 |  | 30 | 0 | 1 | 1 | 0 |  | 30
609 | 610 | 69.0432 | 1 | 1 | 0 |  | 30 | 69.0432 | 1 | 1 | 0 |  | 30
610 | 611 | 0 | 1 | 1 | 0 |  | 30 | 0 | 1 | 1 | 0 |  | 30
611 | 612 | 55 | 1 | 1 | 0 |  | 30 | 55 | 1 | 1 | 0 |  | 30
612 | 613 | 0 | 1 | 1 | 0 |  | 30 | 0 | 1 | 1 | 0 |  | 30
613 | 614 | 55 | 1 | 1 | 0 |  | 30 | 55 | 1 | 1 | 0 |  | 30
614 | 615 | 0 | 1 | 1 | 0 |  | 30 | 0 | 1 | 1 | 0 |  | 30
615 | 616 | 55 | 1 | 1 | 0 |  | 30 | 55 | 1 | 1 | 0 |  | 30
616 | 617 | 0 | 1 | 1 | 0 |  | 30 | 0 | 1 | 1 | 0 |  | 30
617 | 618 | 55 | 1 | 1 | 0 |  | 30 | 55 | 1 | 1 | 0 |  | 30
618 | 619 | 0 | 1 | 1 | 0 |  | 30 | 0 | 1 | 1 | 0 |  | 30
619 | 620 | 55 | 1 | 1 | 0 |  | 30 | 55 | 1 | 1 | 0 |  | 30
620 | 621 | 0 | 1 | 1 | 0 |  | 30 | 0 | 1 | 1 | 0 |  | 30
621 | 622 | 10 | 1 | 1 | 0 |  | 30 | 10 | 1 | 1 | 0 |  | 30
622 | 623 | 0 | 1 | 1 | 0 |  | 30 | 0 | 1 | 1 | 0 |  | 30
623 | 624 | 55 | 1 | 1 | 0 |  | 30 | 55 | 1 | 1 | 0 |  | 30
624 | 625 | 0 | 1 | 1 | 0 |  | 30 | 0 | 1 | 1 | 0 |  | 30
625 | 626 | 55 | 1 | 1 | 0 |  | 30 | 55 | 1 | 1 | 0 |  | 30
626 | 627 | 0 | 1 | 1 | 0 |  | 30 | 0 | 1 | 1 | 0 |  | 30
627 | 628 | 55 | 1 | 1 | 0 |  | 30 | 55 | 1 | 1 | 0 |  | 30
628 | 629 | 0 | 1 | 1 | 0 |  | 30 | 0 | 1 | 1 | 0 |  | 30
629 | 630 | 55 | 1 | 1 | 0 |  | 30 | 55 | 1 | 1 | 0 |  | 30
630 | 631 | 0 | 1 | 1 | 0 |  | 30 | 0 | 1 | 1 | 0 |  | 30
631 | 632 | 55 | 1 | 1 | 0 |  | 30 | 55 | 1 | 1 | 0 |  | 30
632 | 633 | 0 | 1 | 1 | 0 |  | 30 | 0 | 1 | 1 | 0 |  | 30
633 | 634 | 55 | 1 | 1 | 0 |  | 30 | 55 | 1 | 1 | 0 |  | 30
634 | 635 | 0 | 1 | 1 | 0 |  | 30 | 0 | 1 | 1 | 0 |  | 30
635 | 636 | 55 | 1 | 1 | 0 |  | 30 | 55 | 1 | 1 | 0 |  | 30
636 | 637 | 0 | 1 | 1 | 0 |  | 30 | 0 | 1 | 1 | 0 |  | 30
637 | 638 | 55 | 1 | 1 | 0 |  | 30 | 55 | 1 | 1 | 0 |  | 30
638 | 639 | 0 | 1 | 1 | 0 |  | 30 | 0 | 1 | 1 | 0 |  | 30
639 | 640 | 55 | 1 | 1 | 0 |  | 30 | 55 | 1 | 1 | 0 |  | 30
640 | 641 | 0 | 1 | 1 | 0 |  | 30 | 0 | 1 | 1 | 0 |  | 30
641 | 642 | 80 | 1 | 1 | 0 |  | 30 | 80 | 1 | 1 | 0 |  | 30
642 | 643 | 0.90917 | 1 | 1 | 0 |  | 30 | 0.90917 | 1 | 1 | 0 |  | 30
643 | 644 | 80 | 1 | 1 | 23 |  | 30 | 80 | 1 | 1 | 0 |  | 30
644 | 645 | 0.90917 | 1 | 1 | 0 |  | 30 | 0.90917 | 1 | 1 | 0 |  | 30
645 | 646 | 80 | 1 | 1 | 23 |  | 30 | 80 | 1 | 1 | 0 |  | 30
646 | 647 | 0.90618 | 1 | 1 | 13 |  | 30 | 0.90545 | 1 | 1 | 6 |  | 0
647 | 648 | 80 | 1 | 1 | 23 |  | 30 | 80 | 1 | 1 | 0 |  | 30
648 | 649 | 0.90618 | 1 | 1 | 13 |  | 30 | 0.90545 | 1 | 1 | 6 |  | 0
649 | 650 | 80 | 1 | 1 | 23 |  | 30 | 80 | 1 | 1 | 0 |  | 30
650 | 651 | 0.0013266 | 1 | 1 | 5 |  | 30 | 0.0010181 | 1 | 1 | 12 |  | 0
651 | 652 | 12.0163 | 1 | 1 | 7 |  | 0 | 11.9972 | 1 | 1 | 12 |  | 0
652 | 653 | 0.0013266 | 1 | 1 | 5 |  | 30 | 0.0010181 | 1 | 1 | 12 |  | 0
653 | 654 | 80 | 1 | 1 | 23 |  | 30 | 80 | 1 | 1 | 0 |  | 30
654 | 655 | 0.00035898 | 1 | 1 | 6 |  | 0 | 0.00030004 | 1 | 1 | 13 |  | 30
655 | 656 | 12.0047 | 1 | 1 | 23 |  | 30 | 11.9954 | 1 | 1 | 14 |  | 0
656 | 657 | 0.00035898 | 1 | 1 | 6 |  | 0 | 0.00030004 | 1 | 1 | 13 |  | 30
657 | 658 | 80 | 1 | 1 | 23 |  | 30 | 80 | 1 | 1 | 0 |  | 30
658 | 659 | 0 | 1 | 1 | 0 |  | 30 | 0 | 1 | 1 | 0 |  | 30
659 | 660 | 80 | 1 | 1 | 23 |  | 30 | 80 | 1 | 1 | 0 |  | 30
660 | 661 | 0 | 1 | 1 | 0 |  | 30 | 0 | 1 | 1 | 0 |  | 30
661 | 662 | 80 | 1 | 1 | 23 |  | 30 | 80 | 1 | 1 | 0 |  | 30
662 | 663 | 0 | 1 | 1 | 0 |  | 30 | 0 | 1 | 1 | 0 |  | 30
663 | 664 | 80 | 1 | 1 | 23 |  | 30 | 80 | 1 | 1 | 0 |  | 30
664 | 665 | 0 | 1 | 1 | 0 |  | 30 | 0 | 1 | 1 | 0 |  | 30
665 | 666 | 80 | 1 | 1 | 23 |  | 30 | 80 | 1 | 1 | 0 |  | 30
666 | 667 | 0 | 1 | 1 | 0 |  | 30 | 0 | 1 | 1 | 0 |  | 30
667 | 668 | 80 | 1 | 1 | 23 |  | 30 | 80 | 1 | 1 | 0 |  | 30
668 | 669 | 0 | 1 | 1 | 0 |  | 30 | 0 | 1 | 1 | 0 |  | 30
669 | 670 | 80 | 1 | 1 | 23 |  | 30 | 80 | 1 | 1 | 0 |  | 30
670 | 671 | 0 | 1 | 1 | 0 |  | 30 | 0 | 1 | 1 | 0 |  | 30
671 | 672 | 80 | 1 | 1 | 23 |  | 30 | 80 | 1 | 1 | 0 |  | 30
672 | 673 | 0 | 1 | 1 | 0 |  | 30 | 0 | 1 | 1 | 0 |  | 30
673 | 674 | 80 | 1 | 1 | 23 |  | 30 | 80 | 1 | 1 | 0 |  | 30
674 | 675 | 0 | 1 | 1 | 0 |  | 30 | 0 | 1 | 1 | 0 |  | 30
675 | 676 | 80 | 1 | 1 | 23 |  | 30 | 80 | 1 | 1 | 0 |  | 30
676 | 677 | 0 | 1 | 1 | 0 |  | 30 | 0 | 1 | 1 | 0 |  | 30
677 | 678 | 80 | 1 | 1 | 23 |  | 30 | 80 | 1 | 1 | 0 |  | 30
678 | 679 | 0 | 1 | 1 | 0 |  | 30 | 0 | 1 | 1 | 0 |  | 30
679 | 680 | 80 | 1 | 1 | 23 |  | 30 | 80 | 1 | 1 | 0 |  | 30
680 | 681 | 0 | 1 | 1 | 0 |  | 30 | 0 | 1 | 1 | 0 |  | 30
681 | 682 | 80 | 1 | 1 | 23 |  | 30 | 80 | 1 | 1 | 0 |  | 30
682 | 683 | 0 | 1 | 1 | 0 |  | 30 | 0 | 1 | 1 | 0 |  | 30
683 | 684 | 80 | 1 | 1 | 23 |  | 30 | 80 | 1 | 1 | 0 |  | 30
684 | 685 | 0 | 1 | 1 | 0 |  | 30 | 0 | 1 | 1 | 0 |  | 30
685 | 686 | 80 | 1 | 1 | 23 |  | 30 | 80 | 1 | 1 | 0 |  | 30
686 | 687 | 0 | 1 | 1 | 0 |  | 30 | 0 | 1 | 1 | 0 |  | 30
687 | 688 | 80 | 1 | 1 | 23 |  | 30 | 80 | 1 | 1 | 0 |  | 30
688 | 689 | 0 | 1 | 1 | 0 |  | 30 | 0 | 1 | 1 | 0 |  | 30
689 | 690 | 80 | 1 | 1 | 23 |  | 30 | 80 | 1 | 1 | 0 |  | 30
690 | 691 | 0 | 1 | 1 | 0 |  | 30 | 0 | 1 | 1 | 0 |  | 30
691 | 692 | 80 | 1 | 1 | 23 |  | 30 | 80 | 1 | 1 | 0 |  | 30
692 | 693 | 0 | 1 | 1 | 0 |  | 30 | 0 | 1 | 1 | 0 |  | 30
693 | 694 | 80 | 1 | 1 | 23 |  | 30 | 80 | 1 | 1 | 0 |  | 30
694 | 695 | 0 | 1 | 1 | 0 |  | 30 | 0 | 1 | 1 | 0 |  | 30
695 | 696 | 80 | 1 | 1 | 23 |  | 30 | 80 | 1 | 1 | 0 |  | 30
696 | 697 | 0 | 1 | 1 | 0 |  | 30 | 0 | 1 | 1 | 0 |  | 30
697 | 698 | 80 | 1 | 1 | 23 |  | 30 | 80 | 1 | 1 | 0 |  | 30
698 | 699 | 0 | 1 | 1 | 0 |  | 30 | 0 | 1 | 1 | 0 |  | 30
699 | 700 | 80 | 1 | 1 | 23 |  | 30 | 80 | 1 | 1 | 0 |  | 30
700 | 701 | 0 | 1 | 1 | 0 |  | 30 | 0 | 1 | 1 | 0 |  | 30
701 | 702 | 80 | 1 | 1 | 23 |  | 30 | 80 | 1 | 1 | 0 |  | 30
702 | 703 | 0.00054481 | 1 | 1 | 6 |  | 0 | 0.00048591 | 1 | 1 | 11 |  | 30
703 | 704 | 12.0039 | 1 | 1 | 14 |  | 30 | 11.9939 | 1 | 1 | 22 |  | 30
704 | 705 | 0.00054481 | 1 | 1 | 6 |  | 0 | 0.00048591 | 1 | 1 | 11 |  | 30
705 | 706 | 80 | 1 | 1 | 23 |  | 30 | 80 | 1 | 1 | 0 |  | 30
706 | 707 | 0 | 1 | 1 | 0 |  | 30 | 0 | 1 | 1 | 0 |  | 30
707 | 708 | 80 | 1 | 1 | 23 |  | 30 | 80 | 1 | 1 | 0 |  | 30
708 | 709 | 0 | 1 | 1 | 0 |  | 30 | 0 | 1 | 1 | 0 |  | 30
709 | 710 | 80 | 1 | 1 | 23 |  | 30 | 80 | 1 | 1 | 0 |  | 30
710 | 711 | 0 | 1 | 1 | 0 |  | 30 | 0 | 1 | 1 | 0 |  | 30
711 | 712 | 80 | 1 | 1 | 23 |  | 30 | 80 | 1 | 1 | 0 |  | 30
712 | 713 | 0 | 1 | 1 | 0 |  | 30 | 0 | 1 | 1 | 0 |  | 30
713 | 714 | 80 | 1 | 1 | 23 |  | 30 | 80 | 1 | 1 | 0 |  | 30
714 | 715 | 0 | 1 | 1 | 0 |  | 30 | 0 | 1 | 1 | 0 |  | 30
715 | 716 | 80 | 1 | 1 | 23 |  | 30 | 80 | 1 | 1 | 0 |  | 30
716 | 717 | 0 | 1 | 1 | 0 |  | 30 | 0 | 1 | 1 | 0 |  | 30
717 | 718 | 80 | 1 | 1 | 23 |  | 30 | 80 | 1 | 1 | 0 |  | 30
718 | 719 | 0 | 1 | 1 | 0 |  | 30 | 0 | 1 | 1 | 0 |  | 30
719 | 720 | 80 | 1 | 1 | 23 |  | 30 | 80 | 1 | 1 | 0 |  | 30
720 | 721 | 0 | 1 | 1 | 0 |  | 30 | 0 | 1 | 1 | 0 |  | 30
721 | 722 | 80 | 1 | 1 | 23 |  | 30 | 80 | 1 | 1 | 0 |  | 30
722 | 723 | 0 | 1 | 1 | 0 |  | 30 | 0 | 1 | 1 | 0 |  | 30
723 | 724 | 80 | 1 | 1 | 23 |  | 30 | 80 | 1 | 1 | 0 |  | 30
724 | 725 | 0 | 1 | 1 | 0 |  | 30 | 0 | 1 | 1 | 0 |  | 30
725 | 726 | 80 | 1 | 1 | 23 |  | 30 | 80 | 1 | 1 | 0 |  | 30
726 | 727 | 0 | 1 | 1 | 0 |  | 30 | 0 | 1 | 1 | 0 |  | 30
727 | 728 | 80 | 1 | 1 | 23 |  | 30 | 80 | 1 | 1 | 0 |  | 30
728 | 729 | 0 | 1 | 1 | 0 |  | 30 | 0 | 1 | 1 | 0 |  | 30
729 | 730 | 80 | 1 | 1 | 23 |  | 30 | 80 | 1 | 1 | 0 |  | 30
730 | 731 | 0 | 1 | 1 | 0 |  | 30 | 0 | 1 | 1 | 0 |  | 30
731 | 732 | 80 | 1 | 1 | 23 |  | 30 | 80 | 1 | 1 | 0 |  | 30
732 | 733 | 0 | 1 | 1 | 0 |  | 30 | 0 | 1 | 1 | 0 |  | 30
733 | 734 | 80 | 1 | 1 | 23 |  | 30 | 80 | 1 | 1 | 0 |  | 30
734 | 735 | 0 | 1 | 1 | 0 |  | 30 | 0 | 1 | 1 | 0 |  | 30
735 | 736 | 80 | 1 | 1 | 23 |  | 30 | 80 | 1 | 1 | 0 |  | 30
736 | 737 | 0 | 1 | 1 | 0 |  | 30 | 0 | 1 | 1 | 0 |  | 30
737 | 738 | 80 | 1 | 1 | 23 |  | 30 | 80 | 1 | 1 | 0 |  | 30
738 | 739 | 0 | 1 | 1 | 0 |  | 30 | 0 | 1 | 1 | 0 |  | 30
739 | 740 | 80 | 1 | 1 | 23 |  | 30 | 80 | 1 | 1 | 0 |  | 30
740 | 741 | 0 | 1 | 1 | 0 |  | 30 | 0 | 1 | 1 | 0 |  | 30
741 | 742 | 80 | 1 | 1 | 23 |  | 30 | 80 | 1 | 1 | 0 |  | 30
742 | 743 | 0.0014934 | 1 | 1 | 4 |  | 0 | 0.0011907 | 1 | 1 | 12 |  | 0
743 | 744 | 12.0146 | 1 | 1 | 7 |  | 30 | 11.9852 | 1 | 1 | 4 |  | 0
744 | 745 | 0.0014934 | 1 | 1 | 4 |  | 0 | 0.0011907 | 1 | 1 | 12 |  | 0
745 | 746 | 79.776 | 1 | 1 | 13 |  | 30 | 79.7215 | 1 | 1 | 6 |  | 0
746 | 747 | 0.90917 | 1 | 1 | 0 |  | 30 | 0.90917 | 1 | 1 | 0 |  | 30
747 | 748 | 79.776 | 1 | 1 | 13 |  | 30 | 79.7215 | 1 | 1 | 6 |  | 0
748 | 749 | 0.90917 | 1 | 1 | 0 |  | 30 | 0.90917 | 1 | 1 | 0 |  | 30
749 | 750 | 79.7819 | 1 | 1 | 13 |  | 30 | 79.7282 | 1 | 1 | 6 |  | 30
750 | 751 | 0.90917 | 1 | 1 | 0 |  | 30 | 0.90917 | 1 | 1 | 0 |  | 30
751 | 752 | 79.7819 | 1 | 1 | 13 |  | 30 | 79.7282 | 1 | 1 | 6 |  | 30
752 | 753 | 0.90917 | 1 | 1 | 0 |  | 30 | 0.90917 | 1 | 1 | 0 |  | 30
753 | 754 | 79.7819 | 1 | 1 | 13 |  | 30 | 79.7282 | 1 | 1 | 6 |  | 30
754 | 755 | 0 | 1 | 1 | 0 |  | 30 | 0 | 1 | 1 | 0 |  | 30
755 | 756 | 79.7819 | 1 | 1 | 13 |  | 30 | 79.7282 | 1 | 1 | 6 |  | 30
756 | 757 | 0 | 1 | 1 | 0 |  | 30 | 0 | 1 | 1 | 0 |  | 30
757 | 758 | 79.7819 | 1 | 1 | 13 |  | 30 | 79.7282 | 1 | 1 | 6 |  | 30
758 | 759 | 0.90917 | 1 | 1 | 0 |  | 30 | 0.90917 | 1 | 1 | 0 |  | 30
759 | 760 | 80 | 1 | 1 | 17 |  | 22 | 80 | 1 | 1 | 10 |  | 0
760 | 761 | 0.90917 | 1 | 1 | 0 |  | 30 | 0.90917 | 1 | 1 | 0 |  | 30
761 | 762 | 80 | 1 | 1 | 17 |  | 22 | 80 | 1 | 1 | 10 |  | 0
762 | 763 | 0.90917 | 1 | 1 | 0 |  | 30 | 0.90917 | 1 | 1 | 0 |  | 30
763 | 764 | 80.4019 | 1 | 1 | 0 |  | 30 | 80.3854 | 1 | 1 | 10 |  | 0
764 | 765 | 6.2535 | 1 | 1 | 0 |  | 30 | 6.2535 | 1 | 1 | 0 |  | 30
765 | 766 | 80.4019 | 1 | 1 | 0 |  | 30 | 80.3854 | 1 | 1 | 10 |  | 0
766 | 767 | 6.2535 | 1 | 1 | 0 |  | 30 | 6.2535 | 1 | 1 | 0 |  | 30
767 | 768 | 80.4019 | 1 | 1 | 0 |  | 30 | 80.3854 | 1 | 1 | 10 |  | 0
768 | 769 | 6.2531 | 1 | 1 | 12 |  | 0 | 6.2528 | 1 | 1 | 5 |  | 30
769 | 770 | 80.4019 | 1 | 1 | 0 |  | 30 | 80.3854 | 1 | 1 | 10 |  | 0
770 | 771 | 6.2531 | 1 | 1 | 12 |  | 0 | 6.2528 | 1 | 1 | 5 |  | 30
771 | 772 | 80.4019 | 1 | 1 | 0 |  | 30 | 80.3854 | 1 | 1 | 10 |  | 0
772 | 773 | 0.00070282 | 1 | 1 | 5 |  | 30 | 0.00043926 | 1 | 1 | 12 |  | 0
773 | 774 | 12.0081 | 1 | 1 | 2 |  | 0 | 11.9954 | 1 | 1 | 23 |  | 30
774 | 775 | 0.00070282 | 1 | 1 | 5 |  | 30 | 0.00043926 | 1 | 1 | 12 |  | 0
775 | 776 | 80.4019 | 1 | 1 | 0 |  | 30 | 80.3854 | 1 | 1 | 10 |  | 0
776 | 777 | 0 | 1 | 1 | 0 |  | 30 | 0 | 1 | 1 | 0 |  | 30
777 | 778 | 80.402 | 1 | 1 | 0 |  | 30 | 80.3854 | 1 | 1 | 10 |  | 0
778 | 779 | 0 | 1 | 1 | 0 |  | 30 | 0 | 1 | 1 | 0 |  | 30
779 | 780 | 80.4019 | 1 | 1 | 0 |  | 30 | 80.3854 | 1 | 1 | 10 |  | 0
780 | 781 | 0 | 1 | 1 | 0 |  | 30 | 0 | 1 | 1 | 0 |  | 30
781 | 782 | 80.402 | 1 | 1 | 0 |  | 30 | 80.3854 | 1 | 1 | 10 |  | 0
782 | 783 | 0 | 1 | 1 | 0 |  | 30 | 0 | 1 | 1 | 0 |  | 30
783 | 784 | 80.4019 | 1 | 1 | 0 |  | 30 | 80.3854 | 1 | 1 | 10 |  | 0
784 | 785 | 0 | 1 | 1 | 0 |  | 30 | 0 | 1 | 1 | 0 |  | 30
785 | 786 | 80.402 | 1 | 1 | 0 |  | 30 | 80.3854 | 1 | 1 | 10 |  | 0
786 | 787 | 0 | 1 | 1 | 0 |  | 30 | 0 | 1 | 1 | 0 |  | 30
787 | 788 | 80.4019 | 1 | 1 | 0 |  | 30 | 80.3854 | 1 | 1 | 10 |  | 0
788 | 789 | 0 | 1 | 1 | 0 |  | 30 | 0 | 1 | 1 | 0 |  | 30
789 | 790 | 80.402 | 1 | 1 | 0 |  | 30 | 80.3854 | 1 | 1 | 10 |  | 0
790 | 791 | 0 | 1 | 1 | 0 |  | 30 | 0 | 1 | 1 | 0 |  | 30
791 | 792 | 80.4019 | 1 | 1 | 0 |  | 30 | 80.3854 | 1 | 1 | 10 |  | 0
792 | 793 | 0 | 1 | 1 | 0 |  | 30 | 0 | 1 | 1 | 0 |  | 30
793 | 794 | 80.402 | 1 | 1 | 0 |  | 30 | 80.3854 | 1 | 1 | 10 |  | 0
794 | 795 | 0 | 1 | 1 | 0 |  | 30 | 0 | 1 | 1 | 0 |  | 30
795 | 796 | 80.4019 | 1 | 1 | 0 |  | 30 | 80.3854 | 1 | 1 | 10 |  | 0
796 | 797 | 0 | 1 | 1 | 0 |  | 30 | 0 | 1 | 1 | 0 |  | 30
797 | 798 | 80.402 | 1 | 1 | 0 |  | 30 | 80.3854 | 1 | 1 | 10 |  | 0
798 | 799 | 0 | 1 | 1 | 0 |  | 30 | 0 | 1 | 1 | 0 |  | 30
799 | 800 | 80.4019 | 1 | 1 | 0 |  | 30 | 80.3854 | 1 | 1 | 10 |  | 0
800 | 801 | 0 | 1 | 1 | 0 |  | 30 | 0 | 1 | 1 | 0 |  | 30
801 | 802 | 80.402 | 1 | 1 | 0 |  | 30 | 80.3854 | 1 | 1 | 10 |  | 0
802 | 803 | 0 | 1 | 1 | 0 |  | 30 | 0 | 1 | 1 | 0 |  | 30
803 | 804 | 80.4019 | 1 | 1 | 0 |  | 30 | 80.3854 | 1 | 1 | 10 |  | 0
804 | 805 | 0 | 1 | 1 | 0 |  | 30 | 0 | 1 | 1 | 0 |  | 30
805 | 806 | 80.402 | 1 | 1 | 0 |  | 30 | 80.3854 | 1 | 1 | 10 |  | 0
806 | 807 | 0 | 1 | 1 | 0 |  | 30 | 0 | 1 | 1 | 0 |  | 30
807 | 808 | 80.4019 | 1 | 1 | 0 |  | 30 | 80.3854 | 1 | 1 | 10 |  | 0
808 | 809 | 0 | 1 | 1 | 0 |  | 30 | 0 | 1 | 1 | 0 |  | 30
809 | 810 | 80.402 | 1 | 1 | 0 |  | 30 | 80.3854 | 1 | 1 | 10 |  | 0
810 | 811 | 0 | 1 | 1 | 0 |  | 30 | 0 | 1 | 1 | 0 |  | 30
811 | 812 | 80.4019 | 1 | 1 | 0 |  | 30 | 80.3854 | 1 | 1 | 10 |  | 0
812 | 813 | 0 | 1 | 1 | 0 |  | 30 | 0 | 1 | 1 | 0 |  | 30
813 | 814 | 80.402 | 1 | 1 | 0 |  | 30 | 80.3854 | 1 | 1 | 10 |  | 0
814 | 815 | 0 | 1 | 1 | 0 |  | 30 | 0 | 1 | 1 | 0 |  | 30
815 | 816 | 80.4019 | 1 | 1 | 0 |  | 30 | 80.3854 | 1 | 1 | 10 |  | 0
816 | 817 | 0 | 1 | 1 | 0 |  | 30 | 0 | 1 | 1 | 0 |  | 30
817 | 818 | 80.402 | 1 | 1 | 0 |  | 30 | 80.3854 | 1 | 1 | 10 |  | 0
818 | 819 | 0 | 1 | 1 | 0 |  | 30 | 0 | 1 | 1 | 0 |  | 30
819 | 820 | 80.4019 | 1 | 1 | 0 |  | 30 | 80.3854 | 1 | 1 | 10 |  | 0
820 | 821 | 0 | 1 | 1 | 0 |  | 30 | 0 | 1 | 1 | 0 |  | 30
821 | 822 | 80.402 | 1 | 1 | 0 |  | 30 | 80.3854 | 1 | 1 | 10 |  | 0
822 | 823 | 0 | 1 | 1 | 0 |  | 30 | 0 | 1 | 1 | 0 |  | 30
823 | 824 | 80.4019 | 1 | 1 | 0 |  | 30 | 80.3854 | 1 | 1 | 10 |  | 0
824 | 825 | 0 | 1 | 1 | 0 |  | 30 | 0 | 1 | 1 | 0 |  | 30
825 | 826 | 80.402 | 1 | 1 | 0 |  | 30 | 80.3854 | 1 | 1 | 10 |  | 0
826 | 827 | 0 | 1 | 1 | 0 |  | 30 | 0 | 1 | 1 | 0 |  | 30
827 | 828 | 80.4019 | 1 | 1 | 0 |  | 30 | 80.3854 | 1 | 1 | 10 |  | 0
828 | 829 | 0 | 1 | 1 | 0 |  | 30 | 0 | 1 | 1 | 0 |  | 30
829 | 830 | 80.402 | 1 | 1 | 0 |  | 30 | 80.3854 | 1 | 1 | 10 |  | 0
830 | 831 | 0 | 1 | 1 | 0 |  | 30 | 0 | 1 | 1 | 0 |  | 30
831 | 832 | 80.4019 | 1 | 1 | 0 |  | 30 | 80.3854 | 1 | 1 | 10 |  | 0
832 | 833 | 0 | 1 | 1 | 0 |  | 30 | 0 | 1 | 1 | 0 |  | 30
833 | 834 | 80.402 | 1 | 1 | 0 |  | 30 | 80.3854 | 1 | 1 | 10 |  | 0
834 | 835 | 0 | 1 | 1 | 0 |  | 30 | 0 | 1 | 1 | 0 |  | 30
835 | 836 | 80.4019 | 1 | 1 | 0 |  | 30 | 80.3854 | 1 | 1 | 10 |  | 0
836 | 837 | 0 | 1 | 1 | 0 |  | 30 | 0 | 1 | 1 | 0 |  | 30
837 | 838 | 80.402 | 1 | 1 | 0 |  | 30 | 80.3854 | 1 | 1 | 10 |  | 0
838 | 839 | 0 | 1 | 1 | 0 |  | 30 | 0 | 1 | 1 | 0 |  | 30
839 | 840 | 80.4019 | 1 | 1 | 0 |  | 30 | 80.3854 | 1 | 1 | 10 |  | 0
840 | 841 | 0 | 1 | 1 | 0 |  | 30 | 0 | 1 | 1 | 0 |  | 30
841 | 842 | 80.402 | 1 | 1 | 0 |  | 30 | 80.3854 | 1 | 1 | 10 |  | 0
842 | 843 | 0 | 1 | 1 | 0 |  | 30 | 0 | 1 | 1 | 0 |  | 30
843 | 844 | 80.4019 | 1 | 1 | 0 |  | 30 | 80.3854 | 1 | 1 | 10 |  | 0
844 | 845 | 0 | 1 | 1 | 0 |  | 30 | 0 | 1 | 1 | 0 |  | 30
845 | 846 | 80.402 | 1 | 1 | 0 |  | 30 | 80.3854 | 1 | 1 | 10 |  | 0
846 | 847 | 0 | 1 | 1 | 0 |  | 30 | 0 | 1 | 1 | 0 |  | 30
847 | 848 | 80.4019 | 1 | 1 | 0 |  | 30 | 80.3854 | 1 | 1 | 10 |  | 0
848 | 849 | 0 | 1 | 1 | 0 |  | 30 | 0 | 1 | 1 | 0 |  | 30
849 | 850 | 80.402 | 1 | 1 | 0 |  | 30 | 80.3854 | 1 | 1 | 10 |  | 0
850 | 851 | 0 | 1 | 1 | 0 |  | 30 | 0 | 1 | 1 | 0 |  | 30
851 | 852 | 80.4019 | 1 | 1 | 0 |  | 30 | 80.3854 | 1 | 1 | 10 |  | 0
852 | 853 | 0 | 1 | 1 | 0 |  | 30 | 0 | 1 | 1 | 0 |  | 30
853 | 854 | 80.402 | 1 | 1 | 0 |  | 30 | 80.3854 | 1 | 1 | 10 |  | 0
854 | 855 | 0 | 1 | 1 | 0 |  | 30 | 0 | 1 | 1 | 0 |  | 30
855 | 856 | 80.4019 | 1 | 1 | 0 |  | 30 | 80.3854 | 1 | 1 | 10 |  | 0
856 | 857 | 0 | 1 | 1 | 0 |  | 30 | 0 | 1 | 1 | 0 |  | 30
857 | 858 | 80.402 | 1 | 1 | 0 |  | 30 | 80.3854 | 1 | 1 | 10 |  | 0
858 | 859 | 0 | 1 | 1 | 0 |  | 30 | 0 | 1 | 1 | 0 |  | 30
859 | 860 | 80.4019 | 1 | 1 | 0 |  | 30 | 80.3854 | 1 | 1 | 10 |  | 0
860 | 861 | 0 | 1 | 1 | 0 |  | 30 | 0 | 1 | 1 | 0 |  | 30
861 | 862 | 80.402 | 1 | 1 | 0 |  | 30 | 80.3854 | 1 | 1 | 10 |  | 0
862 | 863 | 0 | 1 | 1 | 0 |  | 30 | 0 | 1 | 1 | 0 |  | 30
863 | 864 | 80.4019 | 1 | 1 | 0 |  | 30 | 80.3854 | 1 | 1 | 10 |  | 0
864 | 865 | 0 | 1 | 1 | 0 |  | 30 | 0 | 1 | 1 | 0 |  | 30
865 | 866 | 80.402 | 1 | 1 | 0 |  | 30 | 80.3854 | 1 | 1 | 10 |  | 0
866 | 867 | 0 | 1 | 1 | 0 |  | 30 | 0 | 1 | 1 | 0 |  | 30
867 | 868 | 80.3953 | 1 | 1 | 0 |  | 30 | 80.3791 | 1 | 1 | 10 |  | 0
868 | 869 | 6.2535 | 1 | 1 | 0 |  | 30 | 6.2535 | 1 | 1 | 0 |  | 30
869 | 870 | 80.3953 | 1 | 1 | 0 |  | 30 | 80.3791 | 1 | 1 | 10 |  | 0
870 | 871 | 6.2535 | 1 | 1 | 0 |  | 30 | 6.2535 | 1 | 1 | 0 |  | 30
871 | 872 | 80.4016 | 1 | 1 | 0 |  | 30 | 80.3853 | 1 | 1 | 10 |  | 0
872 | 873 | 6.2535 | 1 | 1 | 0 |  | 30 | 6.2535 | 1 | 1 | 0 |  | 30
873 | 874 | 80.4016 | 1 | 1 | 0 |  | 30 | 80.3853 | 1 | 1 | 10 |  | 0
874 | 875 | 6.2535 | 1 | 1 | 0 |  | 30 | 6.2535 | 1 | 1 | 0 |  | 30
875 | 876 | 80.4016 | 1 | 1 | 0 |  | 30 | 80.3853 | 1 | 1 | 10 |  | 0
876 | 877 | 6.2535 | 1 | 1 | 0 |  | 30 | 6.2535 | 1 | 1 | 0 |  | 30
877 | 878 | 80.4016 | 1 | 1 | 0 |  | 30 | 80.3853 | 1 | 1 | 10 |  | 0
878 | 879 | 6.2535 | 1 | 1 | 0 |  | 30 | 6.2535 | 1 | 1 | 0 |  | 30
879 | 880 | 80.4016 | 1 | 1 | 0 |  | 30 | 80.3853 | 1 | 1 | 10 |  | 0
880 | 881 | 0 | 1 | 1 | 0 |  | 30 | 0 | 1 | 1 | 0 |  | 30
881 | 882 | 80.4016 | 1 | 1 | 0 |  | 30 | 80.3853 | 1 | 1 | 10 |  | 0
882 | 883 | 0 | 1 | 1 | 0 |  | 30 | 0 | 1 | 1 | 0 |  | 30
883 | 884 | 80.4016 | 1 | 1 | 0 |  | 30 | 80.3853 | 1 | 1 | 10 |  | 0
884 | 885 | 6.2535 | 1 | 1 | 0 |  | 30 | 6.2535 | 1 | 1 | 0 |  | 30
885 | 886 | 80 | 1 | 1 | 0 |  | 30 | 80 | 1 | 1 | 0 |  | 30
886 | 887 | 4.206 | 1 | 1 | 0 |  | 30 | 4.206 | 1 | 1 | 0 |  | 30
887 | 888 | 80 | 1 | 1 | 0 |  | 30 | 80 | 1 | 1 | 0 |  | 30
888 | 889 | 4.206 | 1 | 1 | 0 |  | 30 | 4.206 | 1 | 1 | 0 |  | 30
889 | 890 | 80 | 1 | 1 | 0 |  | 30 | 80 | 1 | 1 | 0 |  | 30
890 | 891 | 4.1303 | 1 | 1 | 13 |  | 30 | 4.1243 | 1 | 1 | 6 |  | 30
891 | 892 | 80 | 1 | 1 | 0 |  | 30 | 80 | 1 | 1 | 0 |  | 30
892 | 893 | 4.1303 | 1 | 1 | 13 |  | 30 | 4.1243 | 1 | 1 | 6 |  | 30
893 | 894 | 80 | 1 | 1 | 0 |  | 30 | 80 | 1 | 1 | 0 |  | 30
894 | 895 | 0.011862 | 1 | 1 | 6 |  | 30 | 0.010379 | 1 | 1 | 12 |  | 0
895 | 896 | 20.3723 | 1 | 1 | 6 |  | 30 | 20.194 | 1 | 1 | 12 |  | 30
896 | 897 | 0.011862 | 1 | 1 | 6 |  | 30 | 0.010379 | 1 | 1 | 12 |  | 0
897 | 898 | 80 | 1 | 1 | 0 |  | 30 | 80 | 1 | 1 | 0 |  | 30
898 | 899 | 0.004532 | 1 | 1 | 3 |  | 0 | 0.004326 | 1 | 1 | 12 |  | 0
899 | 900 | 20.6145 | 1 | 1 | 4 |  | 0 | 20.478 | 1 | 1 | 21 |  | 0
900 | 901 | 0.004532 | 1 | 1 | 3 |  | 0 | 0.004326 | 1 | 1 | 12 |  | 0
901 | 902 | 80 | 1 | 1 | 0 |  | 30 | 80 | 1 | 1 | 0 |  | 30
902 | 903 | 0.0019426 | 1 | 1 | 2 |  | 0 | 0.0018039 | 1 | 1 | 10 |  | 45
903 | 904 | 20.4956 | 1 | 1 | 2 |  | 30 | 20.3244 | 1 | 1 | 12 |  | 0
904 | 905 | 0.0019426 | 1 | 1 | 2 |  | 0 | 0.0018039 | 1 | 1 | 10 |  | 45
905 | 906 | 80 | 1 | 1 | 0 |  | 30 | 80 | 1 | 1 | 0 |  | 30
906 | 907 | 0.0075309 | 1 | 1 | 3 |  | 0 | 0.0067778 | 1 | 1 | 12 |  | 0
907 | 908 | 20.3852 | 1 | 1 | 3 |  | 30 | 20.2221 | 1 | 1 | 12 |  | 0
908 | 909 | 0.0075309 | 1 | 1 | 3 |  | 0 | 0.0067778 | 1 | 1 | 12 |  | 0
909 | 910 | 80 | 1 | 1 | 0 |  | 30 | 80 | 1 | 1 | 0 |  | 30
910 | 911 | 0.0020128 | 1 | 1 | 2 |  | 30 | 0.001849 | 1 | 1 | 12 |  | 30
911 | 912 | 20.5525 | 1 | 1 | 3 |  | 0 | 20.356 | 1 | 1 | 13 |  | 30
912 | 913 | 0.0020128 | 1 | 1 | 2 |  | 30 | 0.001849 | 1 | 1 | 12 |  | 30
913 | 914 | 80 | 1 | 1 | 0 |  | 30 | 80 | 1 | 1 | 0 |  | 30
914 | 915 | 0.0038311 | 1 | 1 | 4 |  | 30 | 0.0036101 | 1 | 1 | 11 |  | 0
915 | 916 | 21.2472 | 1 | 1 | 5 |  | 30 | 20.9733 | 1 | 1 | 13 |  | 0
916 | 917 | 0.0038311 | 1 | 1 | 4 |  | 30 | 0.0036101 | 1 | 1 | 11 |  | 0
917 | 918 | 80 | 1 | 1 | 0 |  | 30 | 80 | 1 | 1 | 0 |  | 30
918 | 919 | 0.0073744 | 1 | 1 | 3 |  | 30 | 0.0065448 | 1 | 1 | 12 |  | 0
919 | 920 | 20.3955 | 1 | 1 | 4 |  | 30 | 20.191 | 1 | 1 | 13 |  | 30
920 | 921 | 0.0073744 | 1 | 1 | 3 |  | 30 | 0.0065448 | 1 | 1 | 12 |  | 0
921 | 922 | 80 | 1 | 1 | 0 |  | 30 | 80 | 1 | 1 | 0 |  | 30
922 | 923 | 0.0048862 | 1 | 1 | 4 |  | 0 | 0.0044263 | 1 | 1 | 12 |  | 0
923 | 924 | 20.5071 | 1 | 1 | 4 |  | 0 | 20.3041 | 1 | 1 | 12 |  | 30
924 | 925 | 0.0048862 | 1 | 1 | 4 |  | 0 | 0.0044263 | 1 | 1 | 12 |  | 0
925 | 926 | 80 | 1 | 1 | 0 |  | 30 | 80 | 1 | 1 | 0 |  | 30
926 | 927 | 0.003665 | 1 | 1 | 3 |  | 30 | 0.0035154 | 1 | 1 | 11 |  | 0
927 | 928 | 20.9945 | 1 | 1 | 5 |  | 30 | 20.813 | 1 | 1 | 15 |  | 0
928 | 929 | 0.003665 | 1 | 1 | 3 |  | 30 | 0.0035154 | 1 | 1 | 11 |  | 0
929 | 930 | 80 | 1 | 1 | 0 |  | 30 | 80 | 1 | 1 | 0 |  | 30
930 | 931 | 0.0052277 | 1 | 1 | 4 |  | 30 | 0.004914 | 1 | 1 | 16 |  | 30
931 | 932 | 21.0738 | 1 | 1 | 5 |  | 30 | 20.8135 | 1 | 1 | 18 |  | 30
932 | 933 | 0.0052277 | 1 | 1 | 4 |  | 30 | 0.004914 | 1 | 1 | 16 |  | 30
933 | 934 | 80 | 1 | 1 | 0 |  | 30 | 80 | 1 | 1 | 0 |  | 30
934 | 935 | 0.0034048 | 1 | 1 | 9 |  | 0 | 0.0031141 | 1 | 1 | 17 |  | 0
935 | 936 | 20.424 | 1 | 1 | 9 |  | 22 | 20.2613 | 1 | 1 | 18 |  | 0
936 | 937 | 0.0034048 | 1 | 1 | 9 |  | 0 | 0.0031141 | 1 | 1 | 17 |  | 0
937 | 938 | 80 | 1 | 1 | 0 |  | 30 | 80 | 1 | 1 | 0 |  | 30
938 | 939 | 0.00121 | 1 | 1 | 3 |  | 0 | 0.0011721 | 1 | 1 | 0 |  | 30
939 | 940 | 22.6494 | 1 | 1 | 8 |  | 30 | 22.3771 | 1 | 1 | 0 |  | 30
940 | 941 | 0.00121 | 1 | 1 | 3 |  | 0 | 0.0011721 | 1 | 1 | 0 |  | 30
941 | 942 | 80 | 1 | 1 | 0 |  | 30 | 80 | 1 | 1 | 0 |  | 30
942 | 943 | 0.0050523 | 1 | 1 | 2 |  | 30 | 0.0048418 | 1 | 1 | 10 |  | 45
943 | 944 | 20.9034 | 1 | 1 | 3 |  | 0 | 20.7378 | 1 | 1 | 18 |  | 30
944 | 945 | 0.0050523 | 1 | 1 | 2 |  | 30 | 0.0048418 | 1 | 1 | 10 |  | 45
945 | 946 | 80 | 1 | 1 | 0 |  | 30 | 80 | 1 | 1 | 0 |  | 30
946 | 947 | 0.0010642 | 1 | 1 | 4 |  | 30 | 0.0009882 | 1 | 1 | 16 |  | 30
947 | 948 | 20.1895 | 1 | 1 | 5 |  | 0 | 20.1056 | 1 | 1 | 17 |  | 0
948 | 949 | 0.0010642 | 1 | 1 | 4 |  | 30 | 0.0009882 | 1 | 1 | 16 |  | 30
949 | 950 | 80 | 1 | 1 | 0 |  | 30 | 80 | 1 | 1 | 0 |  | 30
950 | 951 | 0.0012382 | 1 | 1 | 6 |  | 30 | 0.0011144 | 1 | 1 | 17 |  | 15
951 | 952 | 20.3819 | 1 | 1 | 9 |  | 0 | 20.2125 | 1 | 1 | 17 |  | 30
952 | 953 | 0.0012382 | 1 | 1 | 6 |  | 30 | 0.0011144 | 1 | 1 | 17 |  | 15
953 | 954 | 80 | 1 | 1 | 0 |  | 30 | 80 | 1 | 1 | 0 |  | 30
954 | 955 | 0.0019495 | 1 | 1 | 4 |  | 0 | 0.0017762 | 1 | 1 | 11 |  | 30
955 | 956 | 20.6688 | 1 | 1 | 6 |  | 0 | 20.4195 | 1 | 1 | 12 |  | 0
956 | 957 | 0.0019495 | 1 | 1 | 4 |  | 0 | 0.0017762 | 1 | 1 | 11 |  | 30
957 | 958 | 80 | 1 | 1 | 0 |  | 30 | 80 | 1 | 1 | 0 |  | 30
958 | 959 | 0.00052318 | 1 | 1 | 9 |  | 7 | 0.0004892 | 1 | 1 | 15 |  | 0
959 | 960 | 20.3024 | 1 | 1 | 9 |  | 7 | 20.1961 | 1 | 1 | 15 |  | 30
960 | 961 | 0.00052318 | 1 | 1 | 9 |  | 7 | 0.0004892 | 1 | 1 | 15 |  | 0
961 | 962 | 80 | 1 | 1 | 0 |  | 30 | 80 | 1 | 1 | 0 |  | 30
962 | 963 | 0.0011098 | 1 | 1 | 5 |  | 0 | 0.0010305 | 1 | 1 | 17 |  | 7
963 | 964 | 20.4893 | 1 | 1 | 6 |  | 0 | 20.3253 | 1 | 1 | 18 |  | 0
964 | 965 | 0.0011098 | 1 | 1 | 5 |  | 0 | 0.0010305 | 1 | 1 | 17 |  | 7
965 | 966 | 80 | 1 | 1 | 0 |  | 30 | 80 | 1 | 1 | 0 |  | 30
966 | 967 | 0.0020629 | 1 | 1 | 9 |  | 7 | 0.0018651 | 1 | 1 | 16 |  | 30
967 | 968 | 20.2249 | 1 | 1 | 9 |  | 22 | 20.1188 | 1 | 1 | 19 |  | 0
968 | 969 | 0.0020629 | 1 | 1 | 9 |  | 7 | 0.0018651 | 1 | 1 | 16 |  | 30
969 | 970 | 80 | 1 | 1 | 0 |  | 30 | 80 | 1 | 1 | 0 |  | 30
970 | 971 | 0.0015613 | 1 | 1 | 6 |  | 0 | 0.0014212 | 1 | 1 | 17 |  | 0
971 | 972 | 20.3408 | 1 | 1 | 8 |  | 0 | 20.1886 | 1 | 1 | 17 |  | 7
972 | 973 | 0.0015613 | 1 | 1 | 6 |  | 0 | 0.0014212 | 1 | 1 | 17 |  | 0
973 | 974 | 80 | 1 | 1 | 0 |  | 30 | 80 | 1 | 1 | 0 |  | 30
974 | 975 | 0 | 1 | 1 | 0 |  | 30 | 0 | 1 | 1 | 0 |  | 30
975 | 976 | 80 | 1 | 1 | 0 |  | 30 | 80 | 1 | 1 | 0 |  | 30
976 | 977 | 0 | 1 | 1 | 0 |  | 30 | 0 | 1 | 1 | 0 |  | 30
977 | 978 | 80 | 1 | 1 | 0 |  | 30 | 80 | 1 | 1 | 0 |  | 30
978 | 979 | 0.0014448 | 1 | 1 | 3 |  | 30 | 0.0013039 | 1 | 1 | 11 |  | 30
979 | 980 | 20.4378 | 1 | 1 | 4 |  | 0 | 20.2364 | 1 | 1 | 12 |  | 0
980 | 981 | 0.0014448 | 1 | 1 | 3 |  | 30 | 0.0013039 | 1 | 1 | 11 |  | 30
981 | 982 | 80 | 1 | 1 | 0 |  | 30 | 80 | 1 | 1 | 0 |  | 30
982 | 983 | 0.0031456 | 1 | 1 | 4 |  | 0 | 0.0028989 | 1 | 1 | 10 |  | 45
983 | 984 | 21.1522 | 1 | 1 | 4 |  | 0 | 20.8102 | 1 | 1 | 10 |  | 45
984 | 985 | 0.0031456 | 1 | 1 | 4 |  | 0 | 0.0028989 | 1 | 1 | 10 |  | 45
985 | 986 | 80 | 1 | 1 | 0 |  | 30 | 80 | 1 | 1 | 0 |  | 30
986 | 987 | 0.0053259 | 1 | 1 | 2 |  | 30 | 0.0047933 | 1 | 1 | 11 |  | 30
987 | 988 | 20.3957 | 1 | 1 | 3 |  | 0 | 20.2065 | 1 | 1 | 14 |  | 0
988 | 989 | 0.0053259 | 1 | 1 | 2 |  | 30 | 0.0047933 | 1 | 1 | 11 |  | 30
989 | 990 | 78.9282 | 1 | 1 | 13 |  | 30 | 78.8463 | 1 | 1 | 6 |  | 30
990 | 991 | 4.206 | 1 | 1 | 0 |  | 30 | 4.206 | 1 | 1 | 0 |  | 30
991 | 992 | 78.9282 | 1 | 1 | 13 |  | 30 | 78.8463 | 1 | 1 | 6 |  | 30
992 | 993 | 4.206 | 1 | 1 | 0 |  | 30 | 4.206 | 1 | 1 | 0 |  | 30
993 | 994 | 78.9335 | 1 | 1 | 14 |  | 0 | 78.8537 | 1 | 1 | 6 |  | 30
994 | 995 | 4.206 | 1 | 1 | 0 |  | 30 | 4.206 | 1 | 1 | 0 |  | 30
995 | 996 | 78.9335 | 1 | 1 | 14 |  | 0 | 78.8537 | 1 | 1 | 6 |  | 30
996 | 997 | 4.206 | 1 | 1 | 0 |  | 30 | 4.206 | 1 | 1 | 0 |  | 30
997 | 998 | 78.9335 | 1 | 1 | 14 |  | 0 | 78.8537 | 1 | 1 | 6 |  | 30
998 | 999 | 0 | 1 | 1 | 0 |  | 30 | 0 | 1 | 1 | 0 |  | 30
999 | 1000 | 78.9335 | 1 | 1 | 14 |  | 0 | 78.8537 | 1 | 1 | 6 |  | 30

## NominalElectricEquipment
| NominalElectricEquipmentIndex | ObjectName | ZoneIndex | ScheduleIndex | DesignLevel | FractionLatent | FractionRadiant | FractionLost | FractionConvected | EndUseSubcategory
0 | 1 | 3NP:CORR1 EQUIPMENT 1 | 1 | 32 | 42.5219 | 0 | 0.2 | 0 | 0.8 | ELECTRIC EQUIPMENT#3NP:CORR1#05
1 | 2 | 3NP:CORR2 EQUIPMENT 1 | 2 | 32 | 196.668 | 0 | 0.2 | 0 | 0.8 | ELECTRIC EQUIPMENT#3NP:CORR2#05
2 | 3 | 3NP:CORR3 EQUIPMENT 1 | 3 | 32 | 134.8746 | 0 | 0.2 | 0 | 0.8 | ELECTRIC EQUIPMENT#3NP:CORR3#05
3 | 4 | 3NP:OFF1 EQUIPMENT 1 | 4 | 42 | 1024.3996 | 0 | 0.2 | 0 | 0.8 | ELECTRIC EQUIPMENT#3NP:OFF1#05
4 | 5 | 3NP:WC1 EQUIPMENT 1 | 6 | 36 | 94.6117 | 0 | 0.2 | 0 | 0.8 | ELECTRIC EQUIPMENT#3NP:WC1#05
5 | 6 | 3NP:WC2 EQUIPMENT 1 | 7 | 36 | 76.72 | 0 | 0.2 | 0 | 0.8 | ELECTRIC EQUIPMENT#3NP:WC2#05
6 | 7 | 3NP:MECH EQUIPMENT 1 | 10 | 39 | 478.7055 | 0 | 0.2 | 0 | 0.8 | ELECTRIC EQUIPMENT#3NP:MECH#05
7 | 8 | 3NP:CORR4 EQUIPMENT 1 | 11 | 32 | 34.336 | 0 | 0.2 | 0 | 0.8 | ELECTRIC EQUIPMENT#3NP:CORR4#05
8 | 9 | 3NP:WC3 EQUIPMENT 1 | 12 | 36 | 98.64 | 0 | 0.2 | 0 | 0.8 | ELECTRIC EQUIPMENT#3NP:WC3#05
9 | 10 | 3NP:CORR EQUIPMENT 1 | 13 | 32 | 40.8506 | 0 | 0.2 | 0 | 0.8 | ELECTRIC EQUIPMENT#3NP:CORR#05
10 | 11 | 3NP:OFF2 EQUIPMENT 1 | 16 | 42 | 237.3609 | 0 | 0.2 | 0 | 0.8 | ELECTRIC EQUIPMENT#3NP:OFF2#05
11 | 12 | 3NP:LOBBY EQUIPMENT 1 | 17 | 32 | 133.284 | 0 | 0.2 | 0 | 0.8 | ELECTRIC EQUIPMENT#3NP:LOBBY#05
12 | 13 | 3NP:OFF3 EQUIPMENT 1 | 18 | 42 | 642.2442 | 0 | 0.2 | 0 | 0.8 | ELECTRIC EQUIPMENT#3NP:OFF3#05
13 | 14 | 3NP:WC4 EQUIPMENT 1 | 20 | 36 | 104.12 | 0 | 0.2 | 0 | 0.8 | ELECTRIC EQUIPMENT#3NP:WC4#05
14 | 15 | 3NP:OFF4 EQUIPMENT 1 | 21 | 42 | 736.9126 | 0 | 0.2 | 0 | 0.8 | ELECTRIC EQUIPMENT#3NP:OFF4#05
15 | 16 | 3NP:OFF5 EQUIPMENT 1 | 22 | 42 | 586.1907 | 0 | 0.2 | 0 | 0.8 | ELECTRIC EQUIPMENT#3NP:OFF5#05
16 | 17 | 3NP:OFF6 EQUIPMENT 1 | 23 | 42 | 430.5584 | 0 | 0.2 | 0 | 0.8 | ELECTRIC EQUIPMENT#3NP:OFF6#05
17 | 18 | 3NP:WC EQUIPMENT 1 | 24 | 36 | 34.1952 | 0 | 0.2 | 0 | 0.8 | ELECTRIC EQUIPMENT#3NP:WC#05
18 | 19 | 3NP:OFF7 EQUIPMENT 1 | 25 | 42 | 122.3692 | 0 | 0.2 | 0 | 0.8 | ELECTRIC EQUIPMENT#3NP:OFF7#05
19 | 20 | 3NP:OFF EQUIPMENT 1 | 26 | 42 | 404.7185 | 0 | 0.2 | 0 | 0.8 | ELECTRIC EQUIPMENT#3NP:OFF#05
20 | 21 | 4NP:CORR1 EQUIPMENT 1 | 27 | 32 | 40.8506 | 0 | 0.2 | 0 | 0.8 | ELECTRIC EQUIPMENT#4NP:CORR1#05
21 | 22 | 4NP:CORR2 EQUIPMENT 1 | 28 | 32 | 38.6247 | 0 | 0.2 | 0 | 0.8 | ELECTRIC EQUIPMENT#4NP:CORR2#05
22 | 23 | 4NP:MECH1 EQUIPMENT 1 | 29 | 39 | 609 | 0 | 0.2 | 0 | 0.8 | ELECTRIC EQUIPMENT#4NP:MECH1#05
23 | 24 | 4NP:WC1 EQUIPMENT 1 | 30 | 36 | 95.352 | 0 | 0.2 | 0 | 0.8 | ELECTRIC EQUIPMENT#4NP:WC1#05
24 | 25 | 4NP:CORR3 EQUIPMENT 1 | 31 | 32 | 144.6937 | 0 | 0.2 | 0 | 0.8 | ELECTRIC EQUIPMENT#4NP:CORR3#05
25 | 26 | 4NP:CORR4 EQUIPMENT 1 | 33 | 32 | 78.144 | 0 | 0.2 | 0 | 0.8 | ELECTRIC EQUIPMENT#4NP:CORR4#05
26 | 27 | 4NP:OFF1 EQUIPMENT 1 | 34 | 42 | 1024.3996 | 0 | 0.2 | 0 | 0.8 | ELECTRIC EQUIPMENT#4NP:OFF1#05
27 | 28 | 4NP:CORR5 EQUIPMENT 1 | 37 | 32 | 110.0393 | 0 | 0.2 | 0 | 0.8 | ELECTRIC EQUIPMENT#4NP:CORR5#05
28 | 29 | 4NP:KITCH EQUIPMENT 1 | 40 | 44 | 506.88 | 0 | 0.2 | 0 | 0.8 | ELECTRIC EQUIPMENT#4NP:KITCH#05
29 | 30 | 4NP:WC2 EQUIPMENT 1 | 41 | 36 | 76.72 | 0 | 0.2 | 0 | 0.8 | ELECTRIC EQUIPMENT#4NP:WC2#05
30 | 31 | 4NP:OFF2 EQUIPMENT 1 | 42 | 42 | 236.1144 | 0 | 0.2 | 0 | 0.8 | ELECTRIC EQUIPMENT#4NP:OFF2#05
31 | 32 | 4NP:OFF3 EQUIPMENT 1 | 43 | 42 | 184.0828 | 0 | 0.2 | 0 | 0.8 | ELECTRIC EQUIPMENT#4NP:OFF3#05
32 | 33 | 4NP:OFF4 EQUIPMENT 1 | 44 | 42 | 262.3462 | 0 | 0.2 | 0 | 0.8 | ELECTRIC EQUIPMENT#4NP:OFF4#05
33 | 34 | 4NP:WC3 EQUIPMENT 1 | 45 | 36 | 26.5232 | 0 | 0.2 | 0 | 0.8 | ELECTRIC EQUIPMENT#4NP:WC3#05
34 | 35 | 4NP:MECH EQUIPMENT 1 | 46 | 39 | 682.5 | 0 | 0.2 | 0 | 0.8 | ELECTRIC EQUIPMENT#4NP:MECH#05
35 | 36 | 4NP:CORR6 EQUIPMENT 1 | 47 | 32 | 103.435 | 0 | 0.2 | 0 | 0.8 | ELECTRIC EQUIPMENT#4NP:CORR6#05
36 | 37 | 4NP:OFFICE EQUIPMENT 1 | 48 | 42 | 294.25 | 0 | 0.2 | 0 | 0.8 | ELECTRIC EQUIPMENT#4NP:OFFICE#05
37 | 38 | 4NP:OFF5 EQUIPMENT 1 | 49 | 42 | 249.8536 | 0 | 0.2 | 0 | 0.8 | ELECTRIC EQUIPMENT#4NP:OFF5#05
38 | 39 | 4NP:WC EQUIPMENT 1 | 51 | 36 | 104.12 | 0 | 0.2 | 0 | 0.8 | ELECTRIC EQUIPMENT#4NP:WC#05
39 | 40 | 4NP:CORR EQUIPMENT 1 | 52 | 32 | 69.9663 | 0 | 0.2 | 0 | 0.8 | ELECTRIC EQUIPMENT#4NP:CORR#05
40 | 41 | 4NP:OFF6 EQUIPMENT 1 | 53 | 42 | 108.6136 | 0 | 0.2 | 0 | 0.8 | ELECTRIC EQUIPMENT#4NP:OFF6#05
41 | 42 | 4NP:OFF7 EQUIPMENT 1 | 54 | 42 | 332.4083 | 0 | 0.2 | 0 | 0.8 | ELECTRIC EQUIPMENT#4NP:OFF7#05
42 | 43 | 4NP:OFF8 EQUIPMENT 1 | 55 | 42 | 493.8974 | 0 | 0.2 | 0 | 0.8 | ELECTRIC EQUIPMENT#4NP:OFF8#05
43 | 44 | 4NP:OFF9 EQUIPMENT 1 | 56 | 42 | 699.2439 | 0 | 0.2 | 0 | 0.8 | ELECTRIC EQUIPMENT#4NP:OFF9#05
44 | 45 | 4NP:LOBBY EQUIPMENT 1 | 57 | 32 | 94.0714 | 0 | 0.2 | 0 | 0.8 | ELECTRIC EQUIPMENT#4NP:LOBBY#05
45 | 46 | 4NP:OFF EQUIPMENT 1 | 58 | 42 | 1108.8034 | 0 | 0.2 | 0 | 0.8 | ELECTRIC EQUIPMENT#4NP:OFF#05
46 | 47 | 5NP:CORR1 EQUIPMENT 1 | 59 | 32 | 40.8506 | 0 | 0.2 | 0 | 0.8 | ELECTRIC EQUIPMENT#5NP:CORR1#05
47 | 48 | 5NP:CORR2 EQUIPMENT 1 | 60 | 32 | 38.6247 | 0 | 0.2 | 0 | 0.8 | ELECTRIC EQUIPMENT#5NP:CORR2#05
48 | 49 | 5NP:MECH1 EQUIPMENT 1 | 61 | 39 | 609 | 0 | 0.2 | 0 | 0.8 | ELECTRIC EQUIPMENT#5NP:MECH1#05
49 | 50 | 5NP:WC1 EQUIPMENT 1 | 62 | 36 | 95.352 | 0 | 0.2 | 0 | 0.8 | ELECTRIC EQUIPMENT#5NP:WC1#05
50 | 51 | 5NP:CORR3 EQUIPMENT 1 | 63 | 32 | 144.6937 | 0 | 0.2 | 0 | 0.8 | ELECTRIC EQUIPMENT#5NP:CORR3#05
51 | 52 | 5NP:CORR4 EQUIPMENT 1 | 65 | 32 | 78.144 | 0 | 0.2 | 0 | 0.8 | ELECTRIC EQUIPMENT#5NP:CORR4#05
52 | 53 | 5NP:OFF1 EQUIPMENT 1 | 66 | 42 | 1024.3996 | 0 | 0.2 | 0 | 0.8 | ELECTRIC EQUIPMENT#5NP:OFF1#05
53 | 54 | 5NP:CORR5 EQUIPMENT 1 | 69 | 32 | 110.0393 | 0 | 0.2 | 0 | 0.8 | ELECTRIC EQUIPMENT#5NP:CORR5#05
54 | 55 | 5NP:KITCH EQUIPMENT 1 | 72 | 44 | 506.88 | 0 | 0.2 | 0 | 0.8 | ELECTRIC EQUIPMENT#5NP:KITCH#05
55 | 56 | 5NP:WC2 EQUIPMENT 1 | 73 | 36 | 76.72 | 0 | 0.2 | 0 | 0.8 | ELECTRIC EQUIPMENT#5NP:WC2#05
56 | 57 | 5NP:OFF2 EQUIPMENT 1 | 74 | 42 | 236.1144 | 0 | 0.2 | 0 | 0.8 | ELECTRIC EQUIPMENT#5NP:OFF2#05
57 | 58 | 5NP:OFF3 EQUIPMENT 1 | 75 | 42 | 184.0828 | 0 | 0.2 | 0 | 0.8 | ELECTRIC EQUIPMENT#5NP:OFF3#05
58 | 59 | 5NP:OFF4 EQUIPMENT 1 | 76 | 42 | 262.3462 | 0 | 0.2 | 0 | 0.8 | ELECTRIC EQUIPMENT#5NP:OFF4#05
59 | 60 | 5NP:WC3 EQUIPMENT 1 | 77 | 36 | 26.5232 | 0 | 0.2 | 0 | 0.8 | ELECTRIC EQUIPMENT#5NP:WC3#05
60 | 61 | 5NP:MECH EQUIPMENT 1 | 78 | 39 | 682.5 | 0 | 0.2 | 0 | 0.8 | ELECTRIC EQUIPMENT#5NP:MECH#05
61 | 62 | 5NP:CORR6 EQUIPMENT 1 | 79 | 32 | 103.435 | 0 | 0.2 | 0 | 0.8 | ELECTRIC EQUIPMENT#5NP:CORR6#05
62 | 63 | 5NP:OFFICE EQUIPMENT 1 | 80 | 42 | 294.25 | 0 | 0.2 | 0 | 0.8 | ELECTRIC EQUIPMENT#5NP:OFFICE#05
63 | 64 | 5NP:OFF8 EQUIPMENT 1 | 81 | 42 | 249.8536 | 0 | 0.2 | 0 | 0.8 | ELECTRIC EQUIPMENT#5NP:OFF8#05
64 | 65 | 5NP:WC EQUIPMENT 1 | 83 | 36 | 104.12 | 0 | 0.2 | 0 | 0.8 | ELECTRIC EQUIPMENT#5NP:WC#05
65 | 66 | 5NP:CORR EQUIPMENT 1 | 84 | 32 | 69.9663 | 0 | 0.2 | 0 | 0.8 | ELECTRIC EQUIPMENT#5NP:CORR#05
66 | 67 | 5NP:OFFICETYPE2 EQUIPMENT 1 | 85 | 42 | 108.6136 | 0 | 0.2 | 0 | 0.8 | ELECTRIC EQUIPMENT#5NP:OFFICETYPE2#05
67 | 68 | 5NP:OFF7 EQUIPMENT 1 | 86 | 42 | 332.4083 | 0 | 0.2 | 0 | 0.8 | ELECTRIC EQUIPMENT#5NP:OFF7#05
68 | 69 | 5NP:OFF5 EQUIPMENT 1 | 87 | 42 | 493.8974 | 0 | 0.2 | 0 | 0.8 | ELECTRIC EQUIPMENT#5NP:OFF5#05
69 | 70 | 5NP:OFF9 EQUIPMENT 1 | 88 | 42 | 699.2439 | 0 | 0.2 | 0 | 0.8 | ELECTRIC EQUIPMENT#5NP:OFF9#05
70 | 71 | 5NP:LOBBY EQUIPMENT 1 | 89 | 32 | 94.0714 | 0 | 0.2 | 0 | 0.8 | ELECTRIC EQUIPMENT#5NP:LOBBY#05
71 | 72 | 5NP:OFF EQUIPMENT 1 | 90 | 42 | 1108.8034 | 0 | 0.2 | 0 | 0.8 | ELECTRIC EQUIPMENT#5NP:OFF#05
72 | 73 | 6NP:OFF1 EQUIPMENT 1 | 91 | 42 | 1108.8034 | 0 | 0.2 | 0 | 0.8 | ELECTRIC EQUIPMENT#6NP:OFF1#05
73 | 74 | 6NP:CORR1 EQUIPMENT 1 | 92 | 32 | 103.435 | 0 | 0.2 | 0 | 0.8 | ELECTRIC EQUIPMENT#6NP:CORR1#05
74 | 75 | 6NP:OFF2 EQUIPMENT 1 | 93 | 42 | 249.8536 | 0 | 0.2 | 0 | 0.8 | ELECTRIC EQUIPMENT#6NP:OFF2#05
75 | 76 | 6NP:OFF3 EQUIPMENT 1 | 94 | 42 | 1024.3996 | 0 | 0.2 | 0 | 0.8 | ELECTRIC EQUIPMENT#6NP:OFF3#05
76 | 77 | 6NP:OFF4 EQUIPMENT 1 | 95 | 42 | 262.3462 | 0 | 0.2 | 0 | 0.8 | ELECTRIC EQUIPMENT#6NP:OFF4#05
77 | 78 | 6NP:LOBBY EQUIPMENT 1 | 96 | 32 | 94.0714 | 0 | 0.2 | 0 | 0.8 | ELECTRIC EQUIPMENT#6NP:LOBBY#05
78 | 79 | 6NP:OFF5 EQUIPMENT 1 | 97 | 42 | 699.2439 | 0 | 0.2 | 0 | 0.8 | ELECTRIC EQUIPMENT#6NP:OFF5#05
79 | 80 | 6NP:CORR2 EQUIPMENT 1 | 98 | 32 | 40.8506 | 0 | 0.2 | 0 | 0.8 | ELECTRIC EQUIPMENT#6NP:CORR2#05
80 | 81 | 6NP:CORR3 EQUIPMENT 1 | 100 | 32 | 38.6247 | 0 | 0.2 | 0 | 0.8 | ELECTRIC EQUIPMENT#6NP:CORR3#05
81 | 82 | 6NP:CORR4 EQUIPMENT 1 | 101 | 32 | 144.6937 | 0 | 0.2 | 0 | 0.8 | ELECTRIC EQUIPMENT#6NP:CORR4#05
82 | 83 | 6NP:CORR5 EQUIPMENT 1 | 102 | 32 | 78.144 | 0 | 0.2 | 0 | 0.8 | ELECTRIC EQUIPMENT#6NP:CORR5#05
83 | 84 | 6NP:MECH1 EQUIPMENT 1 | 103 | 39 | 609 | 0 | 0.2 | 0 | 0.8 | ELECTRIC EQUIPMENT#6NP:MECH1#05
84 | 85 | 6NP:WC1 EQUIPMENT 1 | 104 | 36 | 95.352 | 0 | 0.2 | 0 | 0.8 | ELECTRIC EQUIPMENT#6NP:WC1#05
85 | 86 | 6NP:CORR6 EQUIPMENT 1 | 107 | 32 | 110.0393 | 0 | 0.2 | 0 | 0.8 | ELECTRIC EQUIPMENT#6NP:CORR6#05
86 | 87 | 6NP:KITCH EQUIPMENT 1 | 110 | 44 | 506.88 | 0 | 0.2 | 0 | 0.8 | ELECTRIC EQUIPMENT#6NP:KITCH#05
87 | 88 | 6NP:WC2 EQUIPMENT 1 | 111 | 36 | 76.72 | 0 | 0.2 | 0 | 0.8 | ELECTRIC EQUIPMENT#6NP:WC2#05
88 | 89 | 6NP:OFFICETYPE3CT EQUIPMENT 1 | 112 | 42 | 236.1144 | 0 | 0.2 | 0 | 0.8 | ELECTRIC EQUIPMENT#6NP:OFFICETYPE3CT#05
89 | 90 | 6NP:WC3 EQUIPMENT 1 | 113 | 36 | 26.5232 | 0 | 0.2 | 0 | 0.8 | ELECTRIC EQUIPMENT#6NP:WC3#05
90 | 91 | 6NP:OFF7 EQUIPMENT 1 | 114 | 42 | 184.0828 | 0 | 0.2 | 0 | 0.8 | ELECTRIC EQUIPMENT#6NP:OFF7#05
91 | 92 | 6NP:MECH EQUIPMENT 1 | 115 | 39 | 682.5 | 0 | 0.2 | 0 | 0.8 | ELECTRIC EQUIPMENT#6NP:MECH#05
92 | 93 | 6NP:OFFICE EQUIPMENT 1 | 116 | 42 | 294.25 | 0 | 0.2 | 0 | 0.8 | ELECTRIC EQUIPMENT#6NP:OFFICE#05
93 | 94 | 6NP:WC EQUIPMENT 1 | 118 | 36 | 104.12 | 0 | 0.2 | 0 | 0.8 | ELECTRIC EQUIPMENT#6NP:WC#05
94 | 95 | 6NP:CORR EQUIPMENT 1 | 119 | 32 | 69.9663 | 0 | 0.2 | 0 | 0.8 | ELECTRIC EQUIPMENT#6NP:CORR#05
95 | 96 | 6NP:OFF8 EQUIPMENT 1 | 120 | 42 | 108.6136 | 0 | 0.2 | 0 | 0.8 | ELECTRIC EQUIPMENT#6NP:OFF8#05
96 | 97 | 6NP:OFF9 EQUIPMENT 1 | 121 | 42 | 332.4083 | 0 | 0.2 | 0 | 0.8 | ELECTRIC EQUIPMENT#6NP:OFF9#05
97 | 98 | 6NP:OFFICETYPE3CT/1 EQUIPMENT 1 | 122 | 42 | 493.8974 | 0 | 0.2 | 0 | 0.8 | ELECTRIC EQUIPMENT#6NP:OFFICETYPE3CT/1#05
98 | 99 | 7NP:MECH EQUIPMENT 1 | 123 | 39 | 10784.5185 | 0 | 0.2 | 0 | 0.8 | ELECTRIC EQUIPMENT#7NP:MECH#05

## ConstructionLayers
| ConstructionIndex | LayerIndex | MaterialIndex
0 | 1 | 1 | 12
1 | 2 | 1 | 13
2 | 3 | 1 | 1
3 | 4 | 1 | 1
4 | 5 | 1 | 1
5 | 6 | 1 | 1
6 | 7 | 1 | 2
7 | 7 | 2 | 3
8 | 7 | 3 | 2
9 | 8 | 1 | 2
10 | 8 | 2 | 3
11 | 8 | 3 | 2
12 | 9 | 1 | 4
13 | 9 | 2 | 5
14 | 9 | 3 | 6
15 | 10 | 1 | 6
16 | 10 | 2 | 5
17 | 10 | 3 | 4
18 | 11 | 1 | 7
19 | 11 | 2 | 8
20 | 11 | 3 | 9
21 | 11 | 4 | 4
22 | 12 | 1 | 4
23 | 12 | 2 | 9
24 | 12 | 3 | 8
25 | 12 | 4 | 7
26 | 13 | 1 | 10
27 | 13 | 2 | 11
28 | 14 | 1 | 11
29 | 14 | 2 | 10
30 | 15 | 1 | 15
31 | 15 | 2 | 17
32 | 15 | 3 | 14
33 | 15 | 4 | 17
34 | 15 | 5 | 16

## NominalInfiltration
| NominalInfiltrationIndex | ObjectName | ZoneIndex | ScheduleIndex | DesignLevel
0 | 1 | 3NP:CORR1 INFILTRATION | 1 | 8 | 0.002123
1 | 2 | 3NP:CORR2 INFILTRATION | 2 | 8 | 0.009819
2 | 3 | 3NP:CORR3 INFILTRATION | 3 | 8 | 0.006734
3 | 4 | 3NP:OFF1 INFILTRATION | 4 | 8 | 0.008039
4 | 5 | 3NP:STORE1 INFILTRATION | 5 | 8 | 0.000926
5 | 6 | 3NP:WC1 INFILTRATION | 6 | 8 | 0.001595
6 | 7 | 3NP:WC2 INFILTRATION | 7 | 8 | 0.001293
7 | 8 | 3NP:SHAFT1 INFILTRATION | 8 | 8 | 0.002256
8 | 9 | 3NP:STORE INFILTRATION | 9 | 8 | 0.000831
9 | 10 | 3NP:MECH INFILTRATION | 10 | 8 | 0.000842
10 | 11 | 3NP:CORR4 INFILTRATION | 11 | 8 | 0.001714
11 | 12 | 3NP:WC3 INFILTRATION | 12 | 8 | 0.001663
12 | 13 | 3NP:CORR INFILTRATION | 13 | 8 | 0.002039
13 | 14 | 3NP:SHAFT2 INFILTRATION | 14 | 8 | 0.000462
14 | 15 | 3NP:SHAFT3 INFILTRATION | 15 | 8 | 0.001354
15 | 16 | 3NP:OFF2 INFILTRATION | 16 | 8 | 0.001863
16 | 17 | 3NP:LOBBY INFILTRATION | 17 | 8 | 0.006654
17 | 18 | 3NP:OFF3 INFILTRATION | 18 | 8 | 0.00504
18 | 19 | 3NP:SHAFT INFILTRATION | 19 | 8 | 0.000369
19 | 20 | 3NP:WC4 INFILTRATION | 20 | 8 | 0.001755
20 | 21 | 3NP:OFF4 INFILTRATION | 21 | 8 | 0.005783
21 | 22 | 3NP:OFF5 INFILTRATION | 22 | 8 | 0.0046
22 | 23 | 3NP:OFF6 INFILTRATION | 23 | 8 | 0.003379
23 | 24 | 3NP:WC INFILTRATION | 24 | 8 | 0.000576
24 | 25 | 3NP:OFF7 INFILTRATION | 25 | 8 | 0.00096
25 | 26 | 3NP:OFF INFILTRATION | 26 | 8 | 0.003176
26 | 27 | 4NP:CORR1 INFILTRATION | 27 | 8 | 0.002039
27 | 28 | 4NP:CORR2 INFILTRATION | 28 | 8 | 0.001928
28 | 29 | 4NP:MECH1 INFILTRATION | 29 | 8 | 0.001071
29 | 30 | 4NP:WC1 INFILTRATION | 30 | 8 | 0.001607
30 | 31 | 4NP:CORR3 INFILTRATION | 31 | 8 | 0.007224
31 | 32 | 4NP:SHAFT1 INFILTRATION | 32 | 8 | 0.000462
32 | 33 | 4NP:CORR4 INFILTRATION | 33 | 8 | 0.003901
33 | 34 | 4NP:OFF1 INFILTRATION | 34 | 8 | 0.008039
34 | 35 | 4NP:SHAFT2 INFILTRATION | 35 | 8 | 0.001354
35 | 36 | 4NP:SHAFT3 INFILTRATION | 36 | 8 | 0.002177
36 | 37 | 4NP:CORR5 INFILTRATION | 37 | 8 | 0.005494
37 | 38 | 4NP:STORE INFILTRATION | 38 | 8 | 0.000776
38 | 39 | 4NP:SHAFT4 INFILTRATION | 39 | 8 | 0.000163
39 | 40 | 4NP:KITCH INFILTRATION | 40 | 8 | 0.001108
40 | 41 | 4NP:WC2 INFILTRATION | 41 | 8 | 0.001293
41 | 42 | 4NP:OFF2 INFILTRATION | 42 | 8 | 0.001853
42 | 43 | 4NP:OFF3 INFILTRATION | 43 | 8 | 0.001445
43 | 44 | 4NP:OFF4 INFILTRATION | 44 | 8 | 0.002059
44 | 45 | 4NP:WC3 INFILTRATION | 45 | 8 | 0.000447
45 | 46 | 4NP:MECH INFILTRATION | 46 | 8 | 0.001201
46 | 47 | 4NP:CORR6 INFILTRATION | 47 | 8 | 0.005164
47 | 48 | 4NP:OFFICE INFILTRATION | 48 | 8 | 0.002309
48 | 49 | 4NP:OFF5 INFILTRATION | 49 | 8 | 0.001961
49 | 50 | 4NP:SHAFT INFILTRATION | 50 | 8 | 0.000369
50 | 51 | 4NP:WC INFILTRATION | 51 | 8 | 0.001755
51 | 52 | 4NP:CORR INFILTRATION | 52 | 8 | 0.003493
52 | 53 | 4NP:OFF6 INFILTRATION | 53 | 8 | 0.000852
53 | 54 | 4NP:OFF7 INFILTRATION | 54 | 8 | 0.002608
54 | 55 | 4NP:OFF8 INFILTRATION | 55 | 8 | 0.003876
55 | 56 | 4NP:OFF9 INFILTRATION | 56 | 8 | 0.005487
56 | 57 | 4NP:LOBBY INFILTRATION | 57 | 8 | 0.004697
57 | 58 | 4NP:OFF INFILTRATION | 58 | 8 | 0.008701
58 | 59 | 5NP:CORR1 INFILTRATION | 59 | 8 | 0.002039
59 | 60 | 5NP:CORR2 INFILTRATION | 60 | 8 | 0.001928
60 | 61 | 5NP:MECH1 INFILTRATION | 61 | 8 | 0.001071
61 | 62 | 5NP:WC1 INFILTRATION | 62 | 8 | 0.001607
62 | 63 | 5NP:CORR3 INFILTRATION | 63 | 8 | 0.007224
63 | 64 | 5NP:SHAFT1 INFILTRATION | 64 | 8 | 0.000462
64 | 65 | 5NP:CORR4 INFILTRATION | 65 | 8 | 0.003901
65 | 66 | 5NP:OFF1 INFILTRATION | 66 | 8 | 0.008039
66 | 67 | 5NP:SHAFT2 INFILTRATION | 67 | 8 | 0.001354
67 | 68 | 5NP:SHAFT3 INFILTRATION | 68 | 8 | 0.002177
68 | 69 | 5NP:CORR5 INFILTRATION | 69 | 8 | 0.005494
69 | 70 | 5NP:STORE INFILTRATION | 70 | 8 | 0.000776
70 | 71 | 5NP:SHAFT4 INFILTRATION | 71 | 8 | 0.000163
71 | 72 | 5NP:KITCH INFILTRATION | 72 | 8 | 0.001108
72 | 73 | 5NP:WC2 INFILTRATION | 73 | 8 | 0.001293
73 | 74 | 5NP:OFF2 INFILTRATION | 74 | 8 | 0.001853
74 | 75 | 5NP:OFF3 INFILTRATION | 75 | 8 | 0.001445
75 | 76 | 5NP:OFF4 INFILTRATION | 76 | 8 | 0.002059
76 | 77 | 5NP:WC3 INFILTRATION | 77 | 8 | 0.000447
77 | 78 | 5NP:MECH INFILTRATION | 78 | 8 | 0.001201
78 | 79 | 5NP:CORR6 INFILTRATION | 79 | 8 | 0.005164
79 | 80 | 5NP:OFFICE INFILTRATION | 80 | 8 | 0.002309
80 | 81 | 5NP:OFF8 INFILTRATION | 81 | 8 | 0.001961
81 | 82 | 5NP:SHAFT INFILTRATION | 82 | 8 | 0.000369
82 | 83 | 5NP:WC INFILTRATION | 83 | 8 | 0.001755
83 | 84 | 5NP:CORR INFILTRATION | 84 | 8 | 0.003493
84 | 85 | 5NP:OFFICETYPE2 INFILTRATION | 85 | 8 | 0.000852
85 | 86 | 5NP:OFF7 INFILTRATION | 86 | 8 | 0.002608
86 | 87 | 5NP:OFF5 INFILTRATION | 87 | 8 | 0.003876
87 | 88 | 5NP:OFF9 INFILTRATION | 88 | 8 | 0.005487
88 | 89 | 5NP:LOBBY INFILTRATION | 89 | 8 | 0.004697
89 | 90 | 5NP:OFF INFILTRATION | 90 | 8 | 0.008701
90 | 91 | 6NP:OFF1 INFILTRATION | 91 | 8 | 0.009159
91 | 92 | 6NP:CORR1 INFILTRATION | 92 | 8 | 0.005436
92 | 93 | 6NP:OFF2 INFILTRATION | 93 | 8 | 0.002064
93 | 94 | 6NP:OFF3 INFILTRATION | 94 | 8 | 0.008462
94 | 95 | 6NP:OFF4 INFILTRATION | 95 | 8 | 0.002167
95 | 96 | 6NP:LOBBY INFILTRATION | 96 | 8 | 0.004944
96 | 97 | 6NP:OFF5 INFILTRATION | 97 | 8 | 0.005776
97 | 98 | 6NP:CORR2 INFILTRATION | 98 | 8 | 0.002147
98 | 99 | 6NP:SHAFT1 INFILTRATION | 99 | 8 | 0.001425
99 | 100 | 6NP:CORR3 INFILTRATION | 100 | 8 | 0.00203
100 | 101 | 6NP:CORR4 INFILTRATION | 101 | 8 | 0.007604
101 | 102 | 6NP:CORR5 INFILTRATION | 102 | 8 | 0.004107
102 | 103 | 6NP:MECH1 INFILTRATION | 103 | 8 | 0.001128
103 | 104 | 6NP:WC1 INFILTRATION | 104 | 8 | 0.001692
104 | 105 | 6NP:SHAFT2 INFILTRATION | 105 | 8 | 0.000486
105 | 106 | 6NP:SHAFT3 INFILTRATION | 106 | 8 | 0.002291
106 | 107 | 6NP:CORR6 INFILTRATION | 107 | 8 | 0.005783
107 | 108 | 6NP:STORE INFILTRATION | 108 | 8 | 0.000817
108 | 109 | 6NP:SHAFT4 INFILTRATION | 109 | 8 | 0.000171
109 | 110 | 6NP:KITCH INFILTRATION | 110 | 8 | 0.001167
110 | 111 | 6NP:WC2 INFILTRATION | 111 | 8 | 0.001361
111 | 112 | 6NP:OFFICETYPE3CT INFILTRATION | 112 | 8 | 0.00195
112 | 113 | 6NP:WC3 INFILTRATION | 113 | 8 | 0.000471
113 | 114 | 6NP:OFF7 INFILTRATION | 114 | 8 | 0.001521
114 | 115 | 6NP:MECH INFILTRATION | 115 | 8 | 0.001264
115 | 116 | 6NP:OFFICE INFILTRATION | 116 | 8 | 0.002431
116 | 117 | 6NP:SHAFT INFILTRATION | 117 | 8 | 0.000389
117 | 118 | 6NP:WC INFILTRATION | 118 | 8 | 0.001847
118 | 119 | 6NP:CORR INFILTRATION | 119 | 8 | 0.003677
119 | 120 | 6NP:OFF8 INFILTRATION | 120 | 8 | 0.000897
120 | 121 | 6NP:OFF9 INFILTRATION | 121 | 8 | 0.002746
121 | 122 | 6NP:OFFICETYPE3CT/1 INFILTRATION | 122 | 8 | 0.00408
122 | 123 | 7NP:MECH INFILTRATION | 123 | 8 | 0.019971

## NominalLighting
| NominalLightingIndex | ObjectName | ZoneIndex | ScheduleIndex | DesignLevel | FractionReturnAir | FractionRadiant | FractionShortWave | FractionReplaceable | FractionConvected | EndUseSubcategory
0 | 1 | 3NP:CORR1 GENERAL LIGHTING | 1 | 31 | 124.1179 | 0 | 0.42 | 0.18 | 1 | 0.4 | ELECTRIC EQUIPMENT#3NP:CORR1#GeneralLights
1 | 2 | 3NP:CORR2 GENERAL LIGHTING | 2 | 31 | 574.0578 | 0 | 0.42 | 0.18 | 1 | 0.4 | ELECTRIC EQUIPMENT#3NP:CORR2#GeneralLights
2 | 3 | 3NP:CORR3 GENERAL LIGHTING | 3 | 31 | 393.6881 | 0 | 0.42 | 0.18 | 1 | 0.4 | ELECTRIC EQUIPMENT#3NP:CORR3#GeneralLights
3 | 4 | 3NP:OFF1 GENERAL LIGHTING | 4 | 43 | 870.348 | 0 | 0.42 | 0.18 | 1 | 0.4 | ELECTRIC EQUIPMENT#3NP:OFF1#GeneralLights
4 | 5 | 3NP:STORE1 GENERAL LIGHTING | 5 | 34 | 90.2331 | 0 | 0.42 | 0.18 | 1 | 0.4 | ELECTRIC EQUIPMENT#3NP:STORE1#GeneralLights
5 | 6 | 3NP:WC1 GENERAL LIGHTING | 6 | 37 | 207.1788 | 0 | 0.42 | 0.18 | 1 | 0.4 | ELECTRIC EQUIPMENT#3NP:WC1#GeneralLights
6 | 7 | 3NP:WC2 GENERAL LIGHTING | 7 | 37 | 168 | 0 | 0.42 | 0.18 | 1 | 0.4 | ELECTRIC EQUIPMENT#3NP:WC2#GeneralLights
7 | 8 | 3NP:STORE GENERAL LIGHTING | 9 | 34 | 81 | 0 | 0.42 | 0.18 | 1 | 0.4 | ELECTRIC EQUIPMENT#3NP:STORE#GeneralLights
8 | 9 | 3NP:MECH GENERAL LIGHTING | 10 | 40 | 145.8912 | 0 | 0.42 | 0.18 | 1 | 0.4 | ELECTRIC EQUIPMENT#3NP:MECH#GeneralLights
9 | 10 | 3NP:CORR4 GENERAL LIGHTING | 11 | 31 | 100.224 | 0 | 0.42 | 0.18 | 1 | 0.4 | ELECTRIC EQUIPMENT#3NP:CORR4#GeneralLights
10 | 11 | 3NP:WC3 GENERAL LIGHTING | 12 | 37 | 216 | 0 | 0.42 | 0.18 | 1 | 0.4 | ELECTRIC EQUIPMENT#3NP:WC3#GeneralLights
11 | 12 | 3NP:CORR GENERAL LIGHTING | 13 | 31 | 119.2396 | 0 | 0.42 | 0.18 | 1 | 0.4 | ELECTRIC EQUIPMENT#3NP:CORR#GeneralLights
12 | 13 | 3NP:OFF2 GENERAL LIGHTING | 16 | 43 | 201.666 | 0 | 0.42 | 0.18 | 1 | 0.4 | ELECTRIC EQUIPMENT#3NP:OFF2#GeneralLights
13 | 14 | 3NP:LOBBY GENERAL LIGHTING | 17 | 31 | 720.454 | 0 | 0.42 | 0.18 | 1 | 0.4 | ELECTRIC EQUIPMENT#3NP:LOBBY#GeneralLights
14 | 15 | 3NP:OFF3 GENERAL LIGHTING | 18 | 43 | 545.662 | 0 | 0.42 | 0.18 | 1 | 0.4 | ELECTRIC EQUIPMENT#3NP:OFF3#GeneralLights
15 | 16 | 3NP:WC4 GENERAL LIGHTING | 20 | 37 | 228 | 0 | 0.42 | 0.18 | 1 | 0.4 | ELECTRIC EQUIPMENT#3NP:WC4#GeneralLights
16 | 17 | 3NP:OFF4 GENERAL LIGHTING | 21 | 43 | 626.094 | 0 | 0.42 | 0.18 | 1 | 0.4 | ELECTRIC EQUIPMENT#3NP:OFF4#GeneralLights
17 | 18 | 3NP:OFF5 GENERAL LIGHTING | 22 | 43 | 498.038 | 0 | 0.42 | 0.18 | 1 | 0.4 | ELECTRIC EQUIPMENT#3NP:OFF5#GeneralLights
18 | 19 | 3NP:OFF6 GENERAL LIGHTING | 23 | 43 | 365.81 | 0 | 0.42 | 0.18 | 1 | 0.4 | ELECTRIC EQUIPMENT#3NP:OFF6#GeneralLights
19 | 20 | 3NP:WC GENERAL LIGHTING | 24 | 37 | 74.88 | 0 | 0.42 | 0.18 | 1 | 0.4 | ELECTRIC EQUIPMENT#3NP:WC#GeneralLights
20 | 21 | 3NP:OFF7 GENERAL LIGHTING | 25 | 43 | 103.967 | 0 | 0.42 | 0.18 | 1 | 0.4 | ELECTRIC EQUIPMENT#3NP:OFF7#GeneralLights
21 | 22 | 3NP:OFF GENERAL LIGHTING | 26 | 43 | 343.856 | 0 | 0.42 | 0.18 | 1 | 0.4 | ELECTRIC EQUIPMENT#3NP:OFF#GeneralLights
22 | 23 | 4NP:CORR1 GENERAL LIGHTING | 27 | 31 | 119.2396 | 0 | 0.42 | 0.18 | 1 | 0.4 | ELECTRIC EQUIPMENT#4NP:CORR1#GeneralLights
23 | 24 | 4NP:CORR2 GENERAL LIGHTING | 28 | 31 | 112.7423 | 0 | 0.42 | 0.18 | 1 | 0.4 | ELECTRIC EQUIPMENT#4NP:CORR2#GeneralLights
24 | 25 | 4NP:MECH1 GENERAL LIGHTING | 29 | 40 | 185.6 | 0 | 0.42 | 0.18 | 1 | 0.4 | ELECTRIC EQUIPMENT#4NP:MECH1#GeneralLights
25 | 26 | 4NP:WC1 GENERAL LIGHTING | 30 | 37 | 208.8 | 0 | 0.42 | 0.18 | 1 | 0.4 | ELECTRIC EQUIPMENT#4NP:WC1#GeneralLights
26 | 27 | 4NP:CORR3 GENERAL LIGHTING | 31 | 31 | 422.3491 | 0 | 0.42 | 0.18 | 1 | 0.4 | ELECTRIC EQUIPMENT#4NP:CORR3#GeneralLights
27 | 28 | 4NP:CORR4 GENERAL LIGHTING | 33 | 31 | 228.096 | 0 | 0.42 | 0.18 | 1 | 0.4 | ELECTRIC EQUIPMENT#4NP:CORR4#GeneralLights
28 | 29 | 4NP:OFF1 GENERAL LIGHTING | 34 | 43 | 870.348 | 0 | 0.42 | 0.18 | 1 | 0.4 | ELECTRIC EQUIPMENT#4NP:OFF1#GeneralLights
29 | 30 | 4NP:CORR5 GENERAL LIGHTING | 37 | 31 | 321.1958 | 0 | 0.42 | 0.18 | 1 | 0.4 | ELECTRIC EQUIPMENT#4NP:CORR5#GeneralLights
30 | 31 | 4NP:STORE GENERAL LIGHTING | 38 | 34 | 75.6 | 0 | 0.42 | 0.18 | 1 | 0.4 | ELECTRIC EQUIPMENT#4NP:STORE#GeneralLights
31 | 32 | 4NP:KITCH GENERAL LIGHTING | 40 | 45 | 156 | 0 | 0.42 | 0.18 | 1 | 0.4 | ELECTRIC EQUIPMENT#4NP:KITCH#GeneralLights
32 | 33 | 4NP:WC2 GENERAL LIGHTING | 41 | 37 | 168 | 0 | 0.42 | 0.18 | 1 | 0.4 | ELECTRIC EQUIPMENT#4NP:WC2#GeneralLights
33 | 34 | 4NP:OFF2 GENERAL LIGHTING | 42 | 43 | 200.607 | 0 | 0.42 | 0.18 | 1 | 0.4 | ELECTRIC EQUIPMENT#4NP:OFF2#GeneralLights
34 | 35 | 4NP:OFF3 GENERAL LIGHTING | 43 | 43 | 156.4 | 0 | 0.42 | 0.18 | 1 | 0.4 | ELECTRIC EQUIPMENT#4NP:OFF3#GeneralLights
35 | 36 | 4NP:OFF4 GENERAL LIGHTING | 44 | 43 | 222.894 | 0 | 0.42 | 0.18 | 1 | 0.4 | ELECTRIC EQUIPMENT#4NP:OFF4#GeneralLights
36 | 37 | 4NP:WC3 GENERAL LIGHTING | 45 | 37 | 58.08 | 0 | 0.42 | 0.18 | 1 | 0.4 | ELECTRIC EQUIPMENT#4NP:WC3#GeneralLights
37 | 38 | 4NP:MECH GENERAL LIGHTING | 46 | 40 | 208 | 0 | 0.42 | 0.18 | 1 | 0.4 | ELECTRIC EQUIPMENT#4NP:MECH#GeneralLights
38 | 39 | 4NP:CORR6 GENERAL LIGHTING | 47 | 31 | 301.9183 | 0 | 0.42 | 0.18 | 1 | 0.4 | ELECTRIC EQUIPMENT#4NP:CORR6#GeneralLights
39 | 40 | 4NP:OFFICE GENERAL LIGHTING | 48 | 43 | 250 | 0 | 0.42 | 0.18 | 1 | 0.4 | ELECTRIC EQUIPMENT#4NP:OFFICE#GeneralLights
40 | 41 | 4NP:OFF5 GENERAL LIGHTING | 49 | 43 | 212.28 | 0 | 0.42 | 0.18 | 1 | 0.4 | ELECTRIC EQUIPMENT#4NP:OFF5#GeneralLights
41 | 42 | 4NP:WC GENERAL LIGHTING | 51 | 37 | 228 | 0 | 0.42 | 0.18 | 1 | 0.4 | ELECTRIC EQUIPMENT#4NP:WC#GeneralLights
42 | 43 | 4NP:CORR GENERAL LIGHTING | 52 | 31 | 204.2258 | 0 | 0.42 | 0.18 | 1 | 0.4 | ELECTRIC EQUIPMENT#4NP:CORR#GeneralLights
43 | 44 | 4NP:OFF6 GENERAL LIGHTING | 53 | 43 | 92.28 | 0 | 0.42 | 0.18 | 1 | 0.4 | ELECTRIC EQUIPMENT#4NP:OFF6#GeneralLights
44 | 45 | 4NP:OFF7 GENERAL LIGHTING | 54 | 43 | 282.42 | 0 | 0.42 | 0.18 | 1 | 0.4 | ELECTRIC EQUIPMENT#4NP:OFF7#GeneralLights
45 | 46 | 4NP:OFF8 GENERAL LIGHTING | 55 | 43 | 419.624 | 0 | 0.42 | 0.18 | 1 | 0.4 | ELECTRIC EQUIPMENT#4NP:OFF8#GeneralLights
46 | 47 | 4NP:OFF9 GENERAL LIGHTING | 56 | 43 | 594.09 | 0 | 0.42 | 0.18 | 1 | 0.4 | ELECTRIC EQUIPMENT#4NP:OFF9#GeneralLights
47 | 48 | 4NP:LOBBY GENERAL LIGHTING | 57 | 31 | 508.494 | 0 | 0.42 | 0.18 | 1 | 0.4 | ELECTRIC EQUIPMENT#4NP:LOBBY#GeneralLights
48 | 49 | 4NP:OFF GENERAL LIGHTING | 58 | 43 | 942.059 | 0 | 0.42 | 0.18 | 1 | 0.4 | ELECTRIC EQUIPMENT#4NP:OFF#GeneralLights
49 | 50 | 5NP:CORR1 GENERAL LIGHTING | 59 | 31 | 119.2396 | 0 | 0.42 | 0.18 | 1 | 0.4 | ELECTRIC EQUIPMENT#5NP:CORR1#GeneralLights
50 | 51 | 5NP:CORR2 GENERAL LIGHTING | 60 | 31 | 112.7423 | 0 | 0.42 | 0.18 | 1 | 0.4 | ELECTRIC EQUIPMENT#5NP:CORR2#GeneralLights
51 | 52 | 5NP:MECH1 GENERAL LIGHTING | 61 | 40 | 185.6 | 0 | 0.42 | 0.18 | 1 | 0.4 | ELECTRIC EQUIPMENT#5NP:MECH1#GeneralLights
52 | 53 | 5NP:WC1 GENERAL LIGHTING | 62 | 37 | 208.8 | 0 | 0.42 | 0.18 | 1 | 0.4 | ELECTRIC EQUIPMENT#5NP:WC1#GeneralLights
53 | 54 | 5NP:CORR3 GENERAL LIGHTING | 63 | 31 | 422.3491 | 0 | 0.42 | 0.18 | 1 | 0.4 | ELECTRIC EQUIPMENT#5NP:CORR3#GeneralLights
54 | 55 | 5NP:CORR4 GENERAL LIGHTING | 65 | 31 | 228.096 | 0 | 0.42 | 0.18 | 1 | 0.4 | ELECTRIC EQUIPMENT#5NP:CORR4#GeneralLights
55 | 56 | 5NP:OFF1 GENERAL LIGHTING | 66 | 43 | 870.348 | 0 | 0.42 | 0.18 | 1 | 0.4 | ELECTRIC EQUIPMENT#5NP:OFF1#GeneralLights
56 | 57 | 5NP:CORR5 GENERAL LIGHTING | 69 | 31 | 321.1958 | 0 | 0.42 | 0.18 | 1 | 0.4 | ELECTRIC EQUIPMENT#5NP:CORR5#GeneralLights
57 | 58 | 5NP:STORE GENERAL LIGHTING | 70 | 34 | 75.6 | 0 | 0.42 | 0.18 | 1 | 0.4 | ELECTRIC EQUIPMENT#5NP:STORE#GeneralLights
58 | 59 | 5NP:KITCH GENERAL LIGHTING | 72 | 45 | 156 | 0 | 0.42 | 0.18 | 1 | 0.4 | ELECTRIC EQUIPMENT#5NP:KITCH#GeneralLights
59 | 60 | 5NP:WC2 GENERAL LIGHTING | 73 | 37 | 168 | 0 | 0.42 | 0.18 | 1 | 0.4 | ELECTRIC EQUIPMENT#5NP:WC2#GeneralLights
60 | 61 | 5NP:OFF2 GENERAL LIGHTING | 74 | 43 | 200.607 | 0 | 0.42 | 0.18 | 1 | 0.4 | ELECTRIC EQUIPMENT#5NP:OFF2#GeneralLights
61 | 62 | 5NP:OFF3 GENERAL LIGHTING | 75 | 43 | 156.4 | 0 | 0.42 | 0.18 | 1 | 0.4 | ELECTRIC EQUIPMENT#5NP:OFF3#GeneralLights
62 | 63 | 5NP:OFF4 GENERAL LIGHTING | 76 | 43 | 222.894 | 0 | 0.42 | 0.18 | 1 | 0.4 | ELECTRIC EQUIPMENT#5NP:OFF4#GeneralLights
63 | 64 | 5NP:WC3 GENERAL LIGHTING | 77 | 37 | 58.08 | 0 | 0.42 | 0.18 | 1 | 0.4 | ELECTRIC EQUIPMENT#5NP:WC3#GeneralLights
64 | 65 | 5NP:MECH GENERAL LIGHTING | 78 | 40 | 208 | 0 | 0.42 | 0.18 | 1 | 0.4 | ELECTRIC EQUIPMENT#5NP:MECH#GeneralLights
65 | 66 | 5NP:CORR6 GENERAL LIGHTING | 79 | 31 | 301.9183 | 0 | 0.42 | 0.18 | 1 | 0.4 | ELECTRIC EQUIPMENT#5NP:CORR6#GeneralLights
66 | 67 | 5NP:OFFICE GENERAL LIGHTING | 80 | 43 | 250 | 0 | 0.42 | 0.18 | 1 | 0.4 | ELECTRIC EQUIPMENT#5NP:OFFICE#GeneralLights
67 | 68 | 5NP:OFF8 GENERAL LIGHTING | 81 | 43 | 212.28 | 0 | 0.42 | 0.18 | 1 | 0.4 | ELECTRIC EQUIPMENT#5NP:OFF8#GeneralLights
68 | 69 | 5NP:WC GENERAL LIGHTING | 83 | 37 | 228 | 0 | 0.42 | 0.18 | 1 | 0.4 | ELECTRIC EQUIPMENT#5NP:WC#GeneralLights
69 | 70 | 5NP:CORR GENERAL LIGHTING | 84 | 31 | 204.2258 | 0 | 0.42 | 0.18 | 1 | 0.4 | ELECTRIC EQUIPMENT#5NP:CORR#GeneralLights
70 | 71 | 5NP:OFFICETYPE2 GENERAL LIGHTING | 85 | 43 | 92.28 | 0 | 0.42 | 0.18 | 1 | 0.4 | ELECTRIC EQUIPMENT#5NP:OFFICETYPE2#GeneralLights
71 | 72 | 5NP:OFF7 GENERAL LIGHTING | 86 | 43 | 282.42 | 0 | 0.42 | 0.18 | 1 | 0.4 | ELECTRIC EQUIPMENT#5NP:OFF7#GeneralLights
72 | 73 | 5NP:OFF5 GENERAL LIGHTING | 87 | 43 | 419.624 | 0 | 0.42 | 0.18 | 1 | 0.4 | ELECTRIC EQUIPMENT#5NP:OFF5#GeneralLights
73 | 74 | 5NP:OFF9 GENERAL LIGHTING | 88 | 43 | 594.09 | 0 | 0.42 | 0.18 | 1 | 0.4 | ELECTRIC EQUIPMENT#5NP:OFF9#GeneralLights
74 | 75 | 5NP:LOBBY GENERAL LIGHTING | 89 | 31 | 508.494 | 0 | 0.42 | 0.18 | 1 | 0.4 | ELECTRIC EQUIPMENT#5NP:LOBBY#GeneralLights
75 | 76 | 5NP:OFF GENERAL LIGHTING | 90 | 43 | 942.059 | 0 | 0.42 | 0.18 | 1 | 0.4 | ELECTRIC EQUIPMENT#5NP:OFF#GeneralLights
76 | 77 | 6NP:OFF1 GENERAL LIGHTING | 91 | 43 | 942.059 | 0 | 0.42 | 0.18 | 1 | 0.4 | ELECTRIC EQUIPMENT#6NP:OFF1#GeneralLights
77 | 78 | 6NP:CORR1 GENERAL LIGHTING | 92 | 31 | 301.9183 | 0 | 0.42 | 0.18 | 1 | 0.4 | ELECTRIC EQUIPMENT#6NP:CORR1#GeneralLights
78 | 79 | 6NP:OFF2 GENERAL LIGHTING | 93 | 43 | 212.28 | 0 | 0.42 | 0.18 | 1 | 0.4 | ELECTRIC EQUIPMENT#6NP:OFF2#GeneralLights
79 | 80 | 6NP:OFF3 GENERAL LIGHTING | 94 | 43 | 870.348 | 0 | 0.42 | 0.18 | 1 | 0.4 | ELECTRIC EQUIPMENT#6NP:OFF3#GeneralLights
80 | 81 | 6NP:OFF4 GENERAL LIGHTING | 95 | 43 | 222.894 | 0 | 0.42 | 0.18 | 1 | 0.4 | ELECTRIC EQUIPMENT#6NP:OFF4#GeneralLights
81 | 82 | 6NP:LOBBY GENERAL LIGHTING | 96 | 31 | 508.494 | 0 | 0.42 | 0.18 | 1 | 0.4 | ELECTRIC EQUIPMENT#6NP:LOBBY#GeneralLights
82 | 83 | 6NP:OFF5 GENERAL LIGHTING | 97 | 43 | 594.09 | 0 | 0.42 | 0.18 | 1 | 0.4 | ELECTRIC EQUIPMENT#6NP:OFF5#GeneralLights
83 | 84 | 6NP:CORR2 GENERAL LIGHTING | 98 | 31 | 119.2396 | 0 | 0.42 | 0.18 | 1 | 0.4 | ELECTRIC EQUIPMENT#6NP:CORR2#GeneralLights
84 | 85 | 6NP:CORR3 GENERAL LIGHTING | 100 | 31 | 112.7423 | 0 | 0.42 | 0.18 | 1 | 0.4 | ELECTRIC EQUIPMENT#6NP:CORR3#GeneralLights
85 | 86 | 6NP:CORR4 GENERAL LIGHTING | 101 | 31 | 422.3491 | 0 | 0.42 | 0.18 | 1 | 0.4 | ELECTRIC EQUIPMENT#6NP:CORR4#GeneralLights
86 | 87 | 6NP:CORR5 GENERAL LIGHTING | 102 | 31 | 228.096 | 0 | 0.42 | 0.18 | 1 | 0.4 | ELECTRIC EQUIPMENT#6NP:CORR5#GeneralLights
87 | 88 | 6NP:MECH1 GENERAL LIGHTING | 103 | 40 | 185.6 | 0 | 0.42 | 0.18 | 1 | 0.4 | ELECTRIC EQUIPMENT#6NP:MECH1#GeneralLights
88 | 89 | 6NP:WC1 GENERAL LIGHTING | 104 | 37 | 208.8 | 0 | 0.42 | 0.18 | 1 | 0.4 | ELECTRIC EQUIPMENT#6NP:WC1#GeneralLights
89 | 90 | 6NP:CORR6 GENERAL LIGHTING | 107 | 31 | 321.1958 | 0 | 0.42 | 0.18 | 1 | 0.4 | ELECTRIC EQUIPMENT#6NP:CORR6#GeneralLights
90 | 91 | 6NP:STORE GENERAL LIGHTING | 108 | 34 | 75.6 | 0 | 0.42 | 0.18 | 1 | 0.4 | ELECTRIC EQUIPMENT#6NP:STORE#GeneralLights
91 | 92 | 6NP:KITCH GENERAL LIGHTING | 110 | 45 | 156 | 0 | 0.42 | 0.18 | 1 | 0.4 | ELECTRIC EQUIPMENT#6NP:KITCH#GeneralLights
92 | 93 | 6NP:WC2 GENERAL LIGHTING | 111 | 37 | 168 | 0 | 0.42 | 0.18 | 1 | 0.4 | ELECTRIC EQUIPMENT#6NP:WC2#GeneralLights
93 | 94 | 6NP:OFFICETYPE3CT GENERAL LIGHTING | 112 | 43 | 200.607 | 0 | 0.42 | 0.18 | 1 | 0.4 | ELECTRIC EQUIPMENT#6NP:OFFICETYPE3CT#GeneralLights
94 | 95 | 6NP:WC3 GENERAL LIGHTING | 113 | 37 | 58.08 | 0 | 0.42 | 0.18 | 1 | 0.4 | ELECTRIC EQUIPMENT#6NP:WC3#GeneralLights
95 | 96 | 6NP:OFF7 GENERAL LIGHTING | 114 | 43 | 156.4 | 0 | 0.42 | 0.18 | 1 | 0.4 | ELECTRIC EQUIPMENT#6NP:OFF7#GeneralLights
96 | 97 | 6NP:MECH GENERAL LIGHTING | 115 | 40 | 208 | 0 | 0.42 | 0.18 | 1 | 0.4 | ELECTRIC EQUIPMENT#6NP:MECH#GeneralLights
97 | 98 | 6NP:OFFICE GENERAL LIGHTING | 116 | 43 | 250 | 0 | 0.42 | 0.18 | 1 | 0.4 | ELECTRIC EQUIPMENT#6NP:OFFICE#GeneralLights
98 | 99 | 6NP:WC GENERAL LIGHTING | 118 | 37 | 228 | 0 | 0.42 | 0.18 | 1 | 0.4 | ELECTRIC EQUIPMENT#6NP:WC#GeneralLights
99 | 100 | 6NP:CORR GENERAL LIGHTING | 119 | 31 | 204.2258 | 0 | 0.42 | 0.18 | 1 | 0.4 | ELECTRIC EQUIPMENT#6NP:CORR#GeneralLights
100 | 101 | 6NP:OFF8 GENERAL LIGHTING | 120 | 43 | 92.28 | 0 | 0.42 | 0.18 | 1 | 0.4 | ELECTRIC EQUIPMENT#6NP:OFF8#GeneralLights
101 | 102 | 6NP:OFF9 GENERAL LIGHTING | 121 | 43 | 282.42 | 0 | 0.42 | 0.18 | 1 | 0.4 | ELECTRIC EQUIPMENT#6NP:OFF9#GeneralLights
102 | 103 | 6NP:OFFICETYPE3CT/1 GENERAL LIGHTING | 122 | 43 | 419.624 | 0 | 0.42 | 0.18 | 1 | 0.4 | ELECTRIC EQUIPMENT#6NP:OFFICETYPE3CT/1#GeneralLights
103 | 104 | 7NP:MECH GENERAL LIGHTING | 123 | 40 | 3286.7104 | 0 | 0.42 | 0.18 | 1 | 0.4 | ELECTRIC EQUIPMENT#7NP:MECH#GeneralLights

## ReportVariableData
| TimeIndex | ReportVariableDataDictionaryIndex | VariableValue | ReportVariableExtendedDataIndex
0 | 1 | 6 | -0.075
1 | 1 | 9 | -1.65
2 | 1 | 12 | 100275
3 | 1 | 15 | 2.775
4 | 1 | 18 | 172.5
5 | 1 | 21 | 0
6 | 1 | 24 | 0
7 | 1 | 27 | 25.9835
8 | 1 | 30 | -62.8226
9 | 1 | 33 | 6123.1536
10 | 1 | 34 | 28320.192
11 | 1 | 35 | 19421.9424
12 | 1 | 36 | 147513.5424
13 | 1 | 37 | 0
14 | 1 | 38 | 13624.0848
15 | 1 | 39 | 11047.68
16 | 1 | 40 | 0
17 | 1 | 41 | 0
18 | 1 | 42 | 137867.184
19 | 1 | 43 | 4944.384
20 | 1 | 44 | 14204.16
21 | 1 | 45 | 5882.4864
22 | 1 | 46 | 0
23 | 1 | 47 | 0
24 | 1 | 48 | 34179.9696
25 | 1 | 49 | 19192.896
26 | 1 | 50 | 92483.1648
27 | 1 | 51 | 0
28 | 1 | 52 | 14993.28
29 | 1 | 53 | 106115.4144
30 | 1 | 54 | 84411.4608
31 | 1 | 55 | 62000.4096
32 | 1 | 56 | 4924.1088
33 | 1 | 57 | 17621.1648
34 | 1 | 58 | 58279.464
35 | 1 | 59 | 5882.4864
36 | 1 | 60 | 5561.9568
37 | 1 | 61 | 175392
38 | 1 | 62 | 13730.688
39 | 1 | 63 | 20835.8928
40 | 1 | 64 | 0
41 | 1 | 65 | 11252.736
42 | 1 | 66 | 147513.5424
43 | 1 | 67 | 0
44 | 1 | 68 | 0
45 | 1 | 69 | 15845.6592
46 | 1 | 70 | 0
47 | 1 | 71 | 0
48 | 1 | 72 | 72990.72
49 | 1 | 73 | 11047.68
50 | 1 | 74 | 34000.4736
51 | 1 | 75 | 26507.9232
52 | 1 | 76 | 37777.8528
53 | 1 | 77 | 3819.3408
54 | 1 | 78 | 196560
55 | 1 | 79 | 14894.64
56 | 1 | 80 | 42372
57 | 1 | 81 | 35978.9184
58 | 1 | 82 | 0
59 | 1 | 83 | 14993.28
60 | 1 | 84 | 10075.1472
61 | 1 | 85 | 15640.3584
62 | 1 | 86 | 47866.7952
63 | 1 | 87 | 71121.2256
64 | 1 | 88 | 100691.1216
65 | 1 | 89 | 13546.2816
66 | 1 | 90 | 159667.6896
67 | 1 | 91 | 5882.4864
68 | 1 | 92 | 5561.9568
69 | 1 | 93 | 175392
70 | 1 | 94 | 13730.688
71 | 1 | 95 | 20835.8928
72 | 1 | 96 | 0
73 | 1 | 97 | 11252.736
74 | 1 | 98 | 147513.5424
75 | 1 | 99 | 0
76 | 1 | 100 | 0
77 | 1 | 101 | 15845.6592
78 | 1 | 102 | 0
79 | 1 | 103 | 0
80 | 1 | 104 | 72990.72
81 | 1 | 105 | 11047.68
82 | 1 | 106 | 34000.4736
83 | 1 | 107 | 26507.9232
84 | 1 | 108 | 37777.8528
85 | 1 | 109 | 3819.3408
86 | 1 | 110 | 196560
87 | 1 | 111 | 14894.64
88 | 1 | 112 | 42372
89 | 1 | 113 | 35978.9184
90 | 1 | 114 | 0
91 | 1 | 115 | 14993.28
92 | 1 | 116 | 10075.1472
93 | 1 | 117 | 15640.3584
94 | 1 | 118 | 47866.7952
95 | 1 | 119 | 71121.2256
96 | 1 | 120 | 100691.1216
97 | 1 | 121 | 13546.2816
98 | 1 | 122 | 159667.6896
99 | 1 | 123 | 159667.6896
100 | 1 | 124 | 14894.64
101 | 1 | 125 | 35978.9184
102 | 1 | 126 | 147513.5424
103 | 1 | 127 | 37777.8528
104 | 1 | 128 | 13546.2816
105 | 1 | 129 | 100691.1216
106 | 1 | 130 | 5882.4864
107 | 1 | 131 | 0
108 | 1 | 132 | 5561.9568
109 | 1 | 133 | 20835.8928
110 | 1 | 134 | 11252.736
111 | 1 | 135 | 175392
112 | 1 | 136 | 13730.688
113 | 1 | 137 | 0
114 | 1 | 138 | 0
115 | 1 | 139 | 15845.6592
116 | 1 | 140 | 0
117 | 1 | 141 | 0
118 | 1 | 142 | 72990.72
119 | 1 | 143 | 11047.68
120 | 1 | 144 | 34000.4736
121 | 1 | 145 | 3819.3408
122 | 1 | 146 | 26507.9232
123 | 1 | 147 | 196560
124 | 1 | 148 | 42372
125 | 1 | 149 | 0
126 | 1 | 150 | 14993.28
127 | 1 | 151 | 10075.1472
128 | 1 | 152 | 15640.3584
129 | 1 | 153 | 47866.7952
130 | 1 | 154 | 71121.2256
131 | 1 | 155 | 3105941.328
132 | 1 | 5499 | 11.3823
133 | 1 | 5500 | 15.2911
134 | 1 | 5501 | 16.8127
135 | 1 | 5502 | 17.6264
136 | 1 | 5503 | 13.267
137 | 1 | 5504 | 14.7289
138 | 1 | 5505 | 15.6866
139 | 1 | 5506 | 8.1324
140 | 1 | 5507 | 16.0092
141 | 1 | 5508 | 15.8818
142 | 1 | 5509 | 15.84
143 | 1 | 5510 | 16.2353
144 | 1 | 5511 | 10.0373
145 | 1 | 5512 | 15.8482
146 | 1 | 5513 | 10.5446
147 | 1 | 5514 | 17.6969
148 | 1 | 5515 | 13.7528
149 | 1 | 5516 | 16.6997
150 | 1 | 5517 | 17.1293
151 | 1 | 5518 | 16.0427
152 | 1 | 5519 | 18.3584
153 | 1 | 5520 | 18.2198
154 | 1 | 5521 | 17.1873
155 | 1 | 5522 | 18.0752
156 | 1 | 5523 | 17.6296
157 | 1 | 5524 | 16.7462
158 | 1 | 5525 | 10.2746
159 | 1 | 5526 | 11.6914
160 | 1 | 5527 | 14.0036
161 | 1 | 5528 | 15.1905
162 | 1 | 5529 | 15.6933
163 | 1 | 5530 | 16.2093
164 | 1 | 5531 | 16.972
165 | 1 | 5532 | 17.3396
166 | 1 | 5533 | 10.9316
167 | 1 | 5534 | 8.3604
168 | 1 | 5535 | 15.3398
169 | 1 | 5536 | 16.4234
170 | 1 | 5537 | 16.6055
171 | 1 | 5538 | 16.4327
172 | 1 | 5539 | 16.0447
173 | 1 | 5540 | 17.0929
174 | 1 | 5541 | 17.7896
175 | 1 | 5542 | 17.3525
176 | 1 | 5543 | 16.8668
177 | 1 | 5544 | 18.0674
178 | 1 | 5545 | 17.0633
179 | 1 | 5546 | 18.3633
180 | 1 | 5547 | 17.7507
181 | 1 | 5548 | 17.2337
182 | 1 | 5549 | 16.3187
183 | 1 | 5550 | 15.8445
184 | 1 | 5551 | 16.4731
185 | 1 | 5552 | 17.1009
186 | 1 | 5553 | 15.6576
187 | 1 | 5554 | 15.6582
188 | 1 | 5555 | 16.2774
189 | 1 | 5556 | 16.1622
190 | 1 | 5557 | 11.3857
191 | 1 | 5558 | 12.9704
192 | 1 | 5559 | 15.1314
193 | 1 | 5560 | 16.2595
194 | 1 | 5561 | 16.4265
195 | 1 | 5562 | 16.7959
196 | 1 | 5563 | 16.9605
197 | 1 | 5564 | 16.1811
198 | 1 | 5565 | 12.141
199 | 1 | 5566 | 9.064
200 | 1 | 5567 | 15.7114
201 | 1 | 5568 | 16.6142
202 | 1 | 5569 | 16.9632
203 | 1 | 5570 | 17.0089
204 | 1 | 5571 | 16.7689
205 | 1 | 5572 | 15.9214
206 | 1 | 5573 | 17.2543
207 | 1 | 5574 | 16.3088
208 | 1 | 5575 | 17.0966
209 | 1 | 5576 | 17.5774
210 | 1 | 5577 | 16.4885
211 | 1 | 5578 | 17.5622
212 | 1 | 5579 | 16.3653
213 | 1 | 5580 | 17.1323
214 | 1 | 5581 | 16.8888
215 | 1 | 5582 | 15.5103
216 | 1 | 5583 | 15.0243
217 | 1 | 5584 | 15.7988
218 | 1 | 5585 | 14.6115
219 | 1 | 5586 | 14.7076
220 | 1 | 5587 | 16.0639
221 | 1 | 5588 | 14.7877
222 | 1 | 5589 | 16.1704
223 | 1 | 5590 | 17.7906
224 | 1 | 5591 | 17.6553
225 | 1 | 5592 | 17.1608
226 | 1 | 5593 | 17.6515
227 | 1 | 5594 | 17.7237
228 | 1 | 5595 | 16.3396
229 | 1 | 5596 | 15.1659
230 | 1 | 5597 | 14.6481
231 | 1 | 5598 | 16.4528
232 | 1 | 5599 | 17.9783
233 | 1 | 5600 | 18.0764
234 | 1 | 5601 | 16.7374
235 | 1 | 5602 | 18.2413
236 | 1 | 5603 | 17.6177
237 | 1 | 5604 | 10.2905
238 | 1 | 5605 | 17.6762
239 | 1 | 5606 | 17.1724
240 | 1 | 5607 | 17.7382
241 | 1 | 5608 | 17.979
242 | 1 | 5609 | 18.0073
243 | 1 | 5610 | 17.5898
244 | 1 | 5611 | 18.1984
245 | 1 | 5612 | 18.2306
246 | 1 | 5613 | 17.6112
247 | 1 | 5614 | 17.796
248 | 1 | 5615 | 17.701
249 | 1 | 5616 | 17.9473
250 | 1 | 5617 | 15.9583
251 | 1 | 5618 | 17.13
252 | 1 | 5619 | 17.0525
253 | 1 | 5620 | 16.378
254 | 1 | 5621 | 13.6902
255 | 1 | 5778 | 11.9987
256 | 1 | 5779 | 11.6905
257 | 1 | 5780 | 14.7946
258 | 1 | 5781 | 15.0428
259 | 1 | 5782 | 16.3503
260 | 1 | 5783 | 16.5815
261 | 1 | 5784 | 20
262 | 1 | 5785 | 18.8132
263 | 1 | 5786 | 13.0201
264 | 1 | 5787 | 13.1436
265 | 1 | 5788 | 14.4272
266 | 1 | 5789 | 14.5781
267 | 1 | 5790 | 15.3571
268 | 1 | 5791 | 15.5218
269 | 1 | 5792 | 7.7817
270 | 1 | 5793 | 7.9571
271 | 1 | 5794 | 15.6946
272 | 1 | 5795 | 15.8519
273 | 1 | 5796 | 16.1809
274 | 1 | 5797 | 16.0314
275 | 1 | 5798 | 15.5554
276 | 1 | 5799 | 15.6977
277 | 1 | 5800 | 15.8662
278 | 1 | 5801 | 16.0508
279 | 1 | 5802 | 12.0051
280 | 1 | 5803 | 11.0212
281 | 1 | 5804 | 15.6125
282 | 1 | 5805 | 15.7303
283 | 1 | 5806 | 10.2267
284 | 1 | 5807 | 10.3857
285 | 1 | 5808 | 20
286 | 1 | 5809 | 18.8485
287 | 1 | 5810 | 13.1113
288 | 1 | 5811 | 13.4321
289 | 1 | 5812 | 20.0077
290 | 1 | 5813 | 18.3537
291 | 1 | 5814 | 16.9662
292 | 1 | 5815 | 17.0478
293 | 1 | 5816 | 15.687
294 | 1 | 5817 | 15.8648
295 | 1 | 5818 | 20
296 | 1 | 5819 | 19.1792
297 | 1 | 5820 | 20.0061
298 | 1 | 5821 | 19.1129
299 | 1 | 5822 | 20.0093
300 | 1 | 5823 | 18.5983
301 | 1 | 5824 | 17.8022
302 | 1 | 5825 | 17.9387
303 | 1 | 5826 | 19.999
304 | 1 | 5827 | 18.8143
305 | 1 | 5828 | 20.0226
306 | 1 | 5829 | 18.3844
307 | 1 | 5830 | 11.9998
308 | 1 | 5831 | 11.1372
309 | 1 | 5832 | 11.9986
310 | 1 | 5833 | 11.845
311 | 1 | 5834 | 14.269
312 | 1 | 5835 | 14.1363
313 | 1 | 5836 | 14.8427
314 | 1 | 5837 | 15.0166
315 | 1 | 5838 | 15.2533
316 | 1 | 5839 | 15.4733
317 | 1 | 5840 | 15.9652
318 | 1 | 5841 | 16.0873
319 | 1 | 5842 | 16.6018
320 | 1 | 5843 | 16.7869
321 | 1 | 5844 | 20.0167
322 | 1 | 5845 | 18.6782
323 | 1 | 5846 | 10.5853
324 | 1 | 5847 | 10.7585
325 | 1 | 5848 | 7.9864
326 | 1 | 5849 | 8.1734
327 | 1 | 5850 | 14.8986
328 | 1 | 5851 | 15.1192
329 | 1 | 5852 | 16.1199
330 | 1 | 5853 | 16.2717
331 | 1 | 5854 | 16.4077
332 | 1 | 5855 | 16.5066
333 | 1 | 5856 | 16.3631
334 | 1 | 5857 | 16.3979
335 | 1 | 5858 | 15.6965
336 | 1 | 5859 | 15.8706
337 | 1 | 5860 | 20.0148
338 | 1 | 5861 | 18.5539
339 | 1 | 5862 | 20
340 | 1 | 5863 | 18.8948
341 | 1 | 5864 | 19.9999
342 | 1 | 5865 | 18.6762
343 | 1 | 5866 | 16.6187
344 | 1 | 5867 | 16.7428
345 | 1 | 5868 | 18.3871
346 | 1 | 5869 | 18.2273
347 | 1 | 5870 | 16.6189
348 | 1 | 5871 | 16.8411
349 | 1 | 5872 | 20
350 | 1 | 5873 | 19.1816
351 | 1 | 5874 | 20.0026
352 | 1 | 5875 | 18.8766
353 | 1 | 5876 | 17.0668
354 | 1 | 5877 | 17.1502
355 | 1 | 5878 | 15.9415
356 | 1 | 5879 | 16.1301
357 | 1 | 5880 | 15.4614
358 | 1 | 5881 | 15.653
359 | 1 | 5882 | 20.001
360 | 1 | 5883 | 18.2371
361 | 1 | 5884 | 20.0113
362 | 1 | 5885 | 18.5561
363 | 1 | 5886 | 20.0209
364 | 1 | 5887 | 17.8393
365 | 1 | 5888 | 20.0001
366 | 1 | 5889 | 17.8292
367 | 1 | 5890 | 15.7859
368 | 1 | 5891 | 16.0316
369 | 1 | 5892 | 20.0015
370 | 1 | 5893 | 18.0819
371 | 1 | 5894 | 11.9987
372 | 1 | 5895 | 11.6922
373 | 1 | 5896 | 12.6166
374 | 1 | 5897 | 12.7935
375 | 1 | 5898 | 15.3697
376 | 1 | 5899 | 15.2506
377 | 1 | 5900 | 15.8962
378 | 1 | 5901 | 16.0779
379 | 1 | 5902 | 15.9376
380 | 1 | 5903 | 16.182
381 | 1 | 5904 | 16.5428
382 | 1 | 5905 | 16.6694
383 | 1 | 5906 | 16.5446
384 | 1 | 5907 | 16.7525
385 | 1 | 5908 | 15.5311
386 | 1 | 5909 | 15.8561
387 | 1 | 5910 | 11.7797
388 | 1 | 5911 | 11.9604
389 | 1 | 5912 | 8.6548
390 | 1 | 5913 | 8.8594
391 | 1 | 5914 | 15.1501
392 | 1 | 5915 | 15.4307
393 | 1 | 5916 | 16.2778
394 | 1 | 5917 | 16.446
395 | 1 | 5918 | 16.7575
396 | 1 | 5919 | 16.8603
397 | 1 | 5920 | 16.931
398 | 1 | 5921 | 16.97
399 | 1 | 5922 | 16.3945
400 | 1 | 5923 | 16.5817
401 | 1 | 5924 | 15.3978
402 | 1 | 5925 | 15.6596
403 | 1 | 5926 | 16.9649
404 | 1 | 5927 | 17.1096
405 | 1 | 5928 | 15.774
406 | 1 | 5929 | 16.0414
407 | 1 | 5930 | 16.8085
408 | 1 | 5931 | 16.9525
409 | 1 | 5932 | 17.9144
410 | 1 | 5933 | 17.7459
411 | 1 | 5934 | 15.9637
412 | 1 | 5935 | 16.2261
413 | 1 | 5936 | 17.2363
414 | 1 | 5937 | 17.3992
415 | 1 | 5938 | 15.8354
416 | 1 | 5939 | 16.1004
417 | 1 | 5940 | 16.9103
418 | 1 | 5941 | 17.0213
419 | 1 | 5942 | 16.4743
420 | 1 | 5943 | 16.6816
421 | 1 | 5944 | 15.0445
422 | 1 | 5945 | 15.2774
423 | 1 | 5946 | 14.4915
424 | 1 | 5947 | 14.7579
425 | 1 | 5948 | 15.2641
426 | 1 | 5949 | 15.5314
427 | 1 | 5950 | 13.9752
428 | 1 | 5951 | 14.2934
429 | 1 | 5952 | 14.0496
430 | 1 | 5953 | 14.3786
431 | 1 | 5954 | 15.4667
432 | 1 | 5955 | 15.7653
433 | 1 | 5956 | 14.1316
434 | 1 | 5957 | 14.4597
435 | 1 | 5958 | 20.0009
436 | 1 | 5959 | 18.0857
437 | 1 | 5960 | 20.0124
438 | 1 | 5961 | 18.9015
439 | 1 | 5962 | 20.0086
440 | 1 | 5963 | 18.8319
441 | 1 | 5964 | 20.0017
442 | 1 | 5965 | 18.5812
443 | 1 | 5966 | 20.0166
444 | 1 | 5967 | 18.8341
445 | 1 | 5968 | 20
446 | 1 | 5969 | 18.8619
447 | 1 | 5970 | 20.0002
448 | 1 | 5971 | 18.1699
449 | 1 | 5972 | 20
450 | 1 | 5973 | 17.5829
451 | 1 | 5974 | 14.3877
452 | 1 | 5975 | 14.5179
453 | 1 | 5976 | 20.009
454 | 1 | 5977 | 18.2309
455 | 1 | 5978 | 20
456 | 1 | 5979 | 18.9891
457 | 1 | 5980 | 19.9998
458 | 1 | 5981 | 19.0381
459 | 1 | 5982 | 16.9365
460 | 1 | 5983 | 16.837
461 | 1 | 5984 | 20
462 | 1 | 5985 | 19.1207
463 | 1 | 5986 | 17.3562
464 | 1 | 5987 | 17.487
465 | 1 | 5988 | 10.0041
466 | 1 | 5989 | 10.1473
467 | 1 | 5990 | 20.0017
468 | 1 | 5991 | 18.8389
469 | 1 | 5992 | 16.8524
470 | 1 | 5993 | 17.0124
471 | 1 | 5994 | 17.5198
472 | 1 | 5995 | 17.629
473 | 1 | 5996 | 20.0069
474 | 1 | 5997 | 18.993
475 | 1 | 5998 | 19.9986
476 | 1 | 5999 | 19.003
477 | 1 | 6000 | 20.0001
478 | 1 | 6001 | 18.7949
479 | 1 | 6002 | 20.0045
480 | 1 | 6003 | 19.1014
481 | 1 | 6004 | 19.9991
482 | 1 | 6005 | 19.1149
483 | 1 | 6006 | 17.8064
484 | 1 | 6007 | 17.7088
485 | 1 | 6008 | 20.0073
486 | 1 | 6009 | 18.9016
487 | 1 | 6010 | 17.4523
488 | 1 | 6011 | 17.5766
489 | 1 | 6012 | 20
490 | 1 | 6013 | 18.9736
491 | 1 | 6014 | 15.5597
492 | 1 | 6015 | 15.759
493 | 1 | 6016 | 19.9979
494 | 1 | 6017 | 18.564
495 | 1 | 6018 | 19.9999
496 | 1 | 6019 | 18.5262
497 | 1 | 6020 | 20.0244
498 | 1 | 6021 | 18.2012
499 | 1 | 6022 | 13.9454
500 | 1 | 6023 | 13.8178
501 | 1 | 10189 | 345.8118
502 | 1 | 10190 | 80
503 | 1 | 10191 | 12.0032
504 | 1 | 10194 | 90.2849
505 | 1 | 10195 | 80
506 | 1 | 10196 | 11.9982
507 | 1 | 10199 | 0
508 | 1 | 10200 | 80
509 | 1 | 10201 | 80
510 | 1 | 10204 | 0
511 | 1 | 10205 | 80
512 | 1 | 10206 | 80
513 | 1 | 10209 | 0
514 | 1 | 10210 | 80
515 | 1 | 10211 | 80
516 | 1 | 10214 | 0
517 | 1 | 10215 | 80
518 | 1 | 10216 | 80
519 | 1 | 10219 | 0
520 | 1 | 10220 | 80
521 | 1 | 10221 | 80
522 | 1 | 10224 | 0
523 | 1 | 10225 | 80
524 | 1 | 10226 | 80
525 | 1 | 10229 | 0
526 | 1 | 10230 | 80
527 | 1 | 10231 | 80
528 | 1 | 10234 | 0
529 | 1 | 10235 | 80
530 | 1 | 10236 | 80
531 | 1 | 10239 | 0
532 | 1 | 10240 | 80
533 | 1 | 10241 | 80
534 | 1 | 10244 | 0
535 | 1 | 10245 | 80
536 | 1 | 10246 | 80
537 | 1 | 10249 | 0
538 | 1 | 10250 | 80
539 | 1 | 10251 | 80
540 | 1 | 10254 | 142.9844
541 | 1 | 10255 | 80
542 | 1 | 10256 | 11.9983
543 | 1 | 10259 | 0
544 | 1 | 10260 | 80
545 | 1 | 10261 | 80
546 | 1 | 10264 | 0
547 | 1 | 10265 | 80
548 | 1 | 10266 | 80
549 | 1 | 10269 | 0
550 | 1 | 10270 | 80
551 | 1 | 10271 | 80
552 | 1 | 10274 | 0
553 | 1 | 10275 | 80
554 | 1 | 10276 | 80
555 | 1 | 10279 | 0
556 | 1 | 10280 | 80
557 | 1 | 10281 | 80
558 | 1 | 10284 | 0
559 | 1 | 10285 | 80
560 | 1 | 10286 | 80
561 | 1 | 10289 | 0
562 | 1 | 10290 | 80
563 | 1 | 10291 | 80
564 | 1 | 10294 | 0
565 | 1 | 10295 | 80
566 | 1 | 10296 | 80
567 | 1 | 10299 | 0
568 | 1 | 10300 | 80
569 | 1 | 10301 | 80
570 | 1 | 10304 | 397.6824
571 | 1 | 10305 | 80
572 | 1 | 10306 | 12.0013
573 | 1 | 10309 | 175.0979
574 | 1 | 10310 | 80.4018
575 | 1 | 10311 | 12.0025
576 | 1 | 10314 | 0
577 | 1 | 10315 | 80.4018
578 | 1 | 10316 | 80.4018
579 | 1 | 10319 | 0
580 | 1 | 10320 | 80.4018
581 | 1 | 10321 | 80.4018
582 | 1 | 10324 | 0
583 | 1 | 10325 | 80.4018
584 | 1 | 10326 | 80.4018
585 | 1 | 10329 | 0
586 | 1 | 10330 | 80.4018
587 | 1 | 10331 | 80.4018
588 | 1 | 10334 | 0
589 | 1 | 10335 | 80.4018
590 | 1 | 10336 | 80.4018
591 | 1 | 10339 | 0
592 | 1 | 10340 | 80.4018
593 | 1 | 10341 | 80.4018
594 | 1 | 10344 | 0
595 | 1 | 10345 | 80.4018
596 | 1 | 10346 | 80.4018
597 | 1 | 10349 | 0
598 | 1 | 10350 | 80.4018
599 | 1 | 10351 | 80.4018
600 | 1 | 10354 | 0
601 | 1 | 10355 | 80.4018
602 | 1 | 10356 | 80.4018
603 | 1 | 10359 | 0
604 | 1 | 10360 | 80.4018
605 | 1 | 10361 | 80.4018
606 | 1 | 10364 | 0
607 | 1 | 10365 | 80.4018
608 | 1 | 10366 | 80.4018
609 | 1 | 10369 | 0
610 | 1 | 10370 | 80.4018
611 | 1 | 10371 | 80.4018
612 | 1 | 10374 | 0
613 | 1 | 10375 | 80.4018
614 | 1 | 10376 | 80.4018
615 | 1 | 10379 | 0
616 | 1 | 10380 | 80.4018
617 | 1 | 10381 | 80.4018
618 | 1 | 10384 | 0
619 | 1 | 10385 | 80.4018
620 | 1 | 10386 | 80.4018
621 | 1 | 10389 | 0
622 | 1 | 10390 | 80.4018
623 | 1 | 10391 | 80.4018
624 | 1 | 10394 | 0
625 | 1 | 10395 | 80.4018
626 | 1 | 10396 | 80.4018
627 | 1 | 10399 | 0
628 | 1 | 10400 | 80.4018
629 | 1 | 10401 | 80.4018
630 | 1 | 10404 | 0
631 | 1 | 10405 | 80.4018
632 | 1 | 10406 | 80.4018
633 | 1 | 10409 | 0
634 | 1 | 10410 | 80.4018
635 | 1 | 10411 | 80.4018
636 | 1 | 10414 | 0
637 | 1 | 10415 | 80.4018
638 | 1 | 10416 | 80.4018
639 | 1 | 10419 | 0
640 | 1 | 10420 | 80.4018
641 | 1 | 10421 | 80.4018
642 | 1 | 10424 | 0
643 | 1 | 10425 | 80.4018
644 | 1 | 10426 | 80.4018
645 | 1 | 10429 | 2826.0588
646 | 1 | 10430 | 80
647 | 1 | 10431 | 20.2899
648 | 1 | 10434 | 1106.0124
649 | 1 | 10435 | 80
650 | 1 | 10436 | 20.5428
651 | 1 | 10439 | 474.4764
652 | 1 | 10440 | 80
653 | 1 | 10441 | 20.4282
654 | 1 | 10444 | 1817.3322
655 | 1 | 10445 | 80
656 | 1 | 10446 | 20.3049
657 | 1 | 10449 | 491.4021
658 | 1 | 10450 | 80
659 | 1 | 10451 | 20.4875
660 | 1 | 10454 | 911.8864
661 | 1 | 10455 | 80
662 | 1 | 10456 | 21.0618
663 | 1 | 10459 | 1757.0334
664 | 1 | 10460 | 80
665 | 1 | 10461 | 20.2854
666 | 1 | 10464 | 1179.4778
667 | 1 | 10465 | 80
668 | 1 | 10466 | 20.4232
669 | 1 | 10469 | 891.0816
670 | 1 | 10470 | 80
671 | 1 | 10471 | 20.9046
672 | 1 | 10474 | 1245.8827
673 | 1 | 10475 | 80
674 | 1 | 10476 | 20.8918
675 | 1 | 10479 | 811.6892
676 | 1 | 10480 | 80
677 | 1 | 10481 | 20.3277
678 | 1 | 10484 | 283.6793
679 | 1 | 10485 | 80
680 | 1 | 10486 | 22.3771
681 | 1 | 10489 | 1229.6224
682 | 1 | 10490 | 80
683 | 1 | 10491 | 20.8196
684 | 1 | 10494 | 257.9774
685 | 1 | 10495 | 80
686 | 1 | 10496 | 20.1452
687 | 1 | 10499 | 295.033
688 | 1 | 10500 | 80
689 | 1 | 10501 | 20.2825
690 | 1 | 10504 | 465.2369
691 | 1 | 10505 | 80
692 | 1 | 10506 | 20.5381
693 | 1 | 10509 | 126.1712
694 | 1 | 10510 | 80
695 | 1 | 10511 | 20.2523
696 | 1 | 10514 | 267.8869
697 | 1 | 10515 | 80
698 | 1 | 10516 | 20.3973
699 | 1 | 10519 | 493.5238
700 | 1 | 10520 | 80
701 | 1 | 10521 | 20.1696
702 | 1 | 10524 | 371.7736
703 | 1 | 10525 | 80
704 | 1 | 10526 | 20.2424
705 | 1 | 10529 | 0
706 | 1 | 10530 | 80
707 | 1 | 10531 | 80
708 | 1 | 10534 | 346.6019
709 | 1 | 10535 | 80
710 | 1 | 10536 | 20.3368
711 | 1 | 10539 | 749.1778
712 | 1 | 10540 | 80
713 | 1 | 10541 | 20.9784
714 | 1 | 10544 | 1301.1763
715 | 1 | 10545 | 80
716 | 1 | 10546 | 20.3394
717 | 1 | 10549 | 1695.0581
718 | 1 | 10550 | 80
719 | 1 | 10551 | 36.8582
720 | 1 | 10554 | 358.2792
721 | 1 | 10555 | 80
722 | 1 | 10556 | 70.0365
723 | 1 | 10559 | 1623.5779
724 | 1 | 10560 | 80
725 | 1 | 10561 | 41.7072
726 | 1 | 10564 | 892.5974
727 | 1 | 10565 | 80
728 | 1 | 10566 | 59.8932
729 | 1 | 10569 | 917.3002
730 | 1 | 10570 | 80
731 | 1 | 10571 | 40.7024
732 | 1 | 10574 | 1007.0469
733 | 1 | 10575 | 80
734 | 1 | 10576 | 30.4757
735 | 1 | 10579 | 383.5168
736 | 1 | 10580 | 80
737 | 1 | 10581 | 30.4733
738 | 1 | 10584 | 1078.841
739 | 1 | 10585 | 80
740 | 1 | 10586 | 40.199
741 | 1 | 10589 | 1947.4972
742 | 1 | 10590 | 80
743 | 1 | 10591 | 40.1962
744 | 1 | 10594 | 638.2951
745 | 1 | 10595 | 80
746 | 1 | 10596 | 70.0385
747 | 1 | 10599 | 146.2128
748 | 1 | 10600 | 80
749 | 1 | 10601 | 70.0352
750 | 1 | 10604 | 602.3302
751 | 1 | 10605 | 80
752 | 1 | 10606 | 62.0354
753 | 1 | 10609 | 251.4758
754 | 1 | 10610 | 80
755 | 1 | 10611 | 70.0355
756 | 1 | 10614 | 509.7549
757 | 1 | 10615 | 80
758 | 1 | 10616 | 45.7517
759 | 1 | 10619 | 453.7421
760 | 1 | 10620 | 80
761 | 1 | 10621 | 62.4621
762 | 1 | 10624 | 811.2623
763 | 1 | 10625 | 80
764 | 1 | 10626 | 55.4522
765 | 1 | 10629 | 1672.0411
766 | 1 | 10630 | 80
767 | 1 | 10631 | 44.0644
768 | 1 | 10634 | 2238.3836
769 | 1 | 10635 | 80
770 | 1 | 10636 | 33.1386
771 | 1 | 10639 | 3091.4285
772 | 1 | 10640 | 80
773 | 1 | 10641 | 33.1439
774 | 1 | 11126 | 1.0778
775 | 1 | 11127 | 0
776 | 1 | 11128 | 0
777 | 1 | 11129 | 0
778 | 1 | 11130 | 0
779 | 1 | 11131 | 0
780 | 1 | 11132 | 0
781 | 1 | 11133 | 0
782 | 1 | 11134 | 0
783 | 1 | 11135 | 0
784 | 1 | 11136 | 0
785 | 1 | 11137 | 0
786 | 1 | 11138 | 0
787 | 1 | 11139 | 0
788 | 1 | 11140 | 0
789 | 1 | 11141 | 0
790 | 1 | 11142 | 0
791 | 1 | 11143 | 0
792 | 1 | 11144 | 0
793 | 1 | 11145 | 0
794 | 1 | 11146 | 0
795 | 1 | 11147 | 0
796 | 1 | 11148 | 0
797 | 1 | 11149 | 0
798 | 1 | 11150 | 0
799 | 1 | 11151 | 0
800 | 1 | 11152 | 0
801 | 1 | 11153 | 0
802 | 1 | 11154 | 0
803 | 1 | 11155 | 0
804 | 1 | 11156 | 0
805 | 1 | 11157 | 0
806 | 1 | 11158 | 0
807 | 1 | 11159 | 0
808 | 1 | 11160 | 0
809 | 1 | 11161 | 0
810 | 1 | 11162 | 0
811 | 1 | 11163 | 0
812 | 1 | 11164 | 0
813 | 1 | 11165 | 0
814 | 1 | 11166 | 0
815 | 1 | 11167 | 0
816 | 1 | 11168 | 0
817 | 1 | 11169 | 0
818 | 1 | 11170 | 0
819 | 1 | 11171 | 0
820 | 1 | 11172 | 0
821 | 1 | 11173 | 0
822 | 1 | 11174 | 0
823 | 1 | 11175 | 0
824 | 1 | 11176 | 0
825 | 1 | 11177 | 0
826 | 1 | 11178 | 0
827 | 1 | 11179 | 0
828 | 1 | 11180 | 0
829 | 1 | 11181 | 0
830 | 1 | 11182 | 0
831 | 1 | 11183 | 0
832 | 1 | 11184 | 0
833 | 1 | 11185 | 0
834 | 1 | 11186 | 0
835 | 1 | 11187 | 0
836 | 1 | 11188 | 0
837 | 1 | 11189 | 0
838 | 1 | 11190 | 0
839 | 1 | 11191 | 0
840 | 1 | 11192 | 0
841 | 1 | 11193 | 0
842 | 1 | 11194 | 0
843 | 1 | 11195 | 0
844 | 1 | 11196 | 0
845 | 1 | 11197 | 0
846 | 1 | 11198 | 0
847 | 1 | 11199 | 0
848 | 1 | 11200 | 6.1157
849 | 1 | 11201 | 0
850 | 1 | 11202 | 0
851 | 1 | 11203 | 0
852 | 1 | 11204 | 0
853 | 1 | 11205 | 0
854 | 1 | 11206 | 1.1753
855 | 1 | 11207 | 0
856 | 1 | 11208 | 0
857 | 1 | 11209 | 0
858 | 1 | 11210 | 2.6756
859 | 1 | 11211 | 0
860 | 1 | 11212 | 9.5706
861 | 1 | 11213 | 0
862 | 1 | 11214 | 6.9362
863 | 1 | 11215 | 0
864 | 1 | 11216 | 0
865 | 1 | 11217 | 0
866 | 1 | 11218 | 11.5171
867 | 1 | 11219 | 0
868 | 1 | 11220 | 1.0819
869 | 1 | 11221 | 0
870 | 1 | 11222 | 2.1011
871 | 1 | 11223 | 0
872 | 1 | 11224 | 0
873 | 1 | 11225 | 0
874 | 1 | 11226 | 0.56539
875 | 1 | 11227 | 0
876 | 1 | 11228 | 0.64876
877 | 1 | 11229 | 0
878 | 1 | 11230 | 2.3128
879 | 1 | 11231 | 0
880 | 1 | 11232 | 0
881 | 1 | 11233 | 0
882 | 1 | 11234 | 0
883 | 1 | 11235 | 0
884 | 1 | 11236 | 0
885 | 1 | 11237 | 0
886 | 1 | 11238 | 1.7703
887 | 1 | 11239 | 0
888 | 1 | 11240 | 0
889 | 1 | 11241 | 0
890 | 1 | 11242 | 1.6505
891 | 1 | 11243 | 0
892 | 1 | 11244 | 1.5259
893 | 1 | 11245 | 0
894 | 1 | 11246 | 0
895 | 1 | 11247 | 0
896 | 1 | 11248 | 13.5927
897 | 1 | 11249 | 0
898 | 1 | 11250 | 115.0093
899 | 1 | 11251 | 0
900 | 1 | 11252 | 5.2231
901 | 1 | 11253 | 0
902 | 1 | 11254 | 3.3036
903 | 1 | 11255 | 0
904 | 1 | 11256 | 3.6217
905 | 1 | 11257 | 0
906 | 1 | 11258 | 0
907 | 1 | 11259 | 0
908 | 1 | 11260 | 1.1161
909 | 1 | 11261 | 0
910 | 1 | 11262 | 0
911 | 1 | 11263 | 0
912 | 1 | 11264 | 0
913 | 1 | 11265 | 0
914 | 1 | 11266 | 0
915 | 1 | 11267 | 0
916 | 1 | 11268 | 222.4858
917 | 1 | 11269 | 0
918 | 1 | 11270 | 3.1772
919 | 1 | 11271 | 0
920 | 1 | 11272 | 143.2793
921 | 1 | 11273 | 0
922 | 1 | 11274 | 0
923 | 1 | 11275 | 0
924 | 1 | 11276 | 1.7658
925 | 1 | 11277 | 0
926 | 1 | 11278 | 0
927 | 1 | 11279 | 0
928 | 1 | 11280 | 0
929 | 1 | 11281 | 0
930 | 1 | 11282 | 11.8635
931 | 1 | 11283 | 0
932 | 1 | 11284 | 5.9362
933 | 1 | 11285 | 0
934 | 1 | 11582 | 11.9983
935 | 1 | 11585 | 0
936 | 1 | 11588 | 11.9983
937 | 1 | 11591 | 0
938 | 1 | 11594 | 12.0025
939 | 1 | 11597 | 0
940 | 1 | 11600 | 12.0025
941 | 1 | 11603 | 0
942 | 1 | 11606 | 20.0076
943 | 1 | 11609 | 0
944 | 1 | 11612 | 20.0076
945 | 1 | 11615 | 0
946 | 1 | 11618 | 17.9997
947 | 1 | 11621 | 0.96903
948 | 1 | 11624 | 17.9997
949 | 1 | 11627 | 0.96903
950 | 1 | 11630 | 11.9983
951 | 1 | 11633 | 0
952 | 1 | 11636 | 11.9983
953 | 1 | 11639 | 0
954 | 1 | 11642 | 11.9983
955 | 1 | 11645 | 0
956 | 1 | 11648 | 11.9983
957 | 1 | 11651 | 0
958 | 1 | 11654 | 11.9983
959 | 1 | 11657 | 0
960 | 1 | 11660 | 11.9983
961 | 1 | 11663 | 0
962 | 1 | 11666 | 11.9983
963 | 1 | 11669 | 0
964 | 1 | 11672 | 11.9983
965 | 1 | 11675 | 0
966 | 1 | 11678 | 11.9983
967 | 1 | 11681 | 0
968 | 1 | 11684 | 11.9983
969 | 1 | 11687 | 0
970 | 1 | 11690 | 11.9983
971 | 1 | 11693 | 0
972 | 1 | 11696 | 12.0617
973 | 1 | 11699 | 0.0089467
974 | 1 | 11702 | 11.9983
975 | 1 | 11705 | 0
976 | 1 | 11708 | 12.0021
977 | 1 | 11711 | 0.0089467
978 | 1 | 11714 | 11.9982
979 | 1 | 11717 | 0
980 | 1 | 11720 | 11.9983
981 | 1 | 11723 | 0
982 | 1 | 11726 | 11.9982
983 | 1 | 11729 | 0
984 | 1 | 11732 | 14.8443
985 | 1 | 11735 | 0
986 | 1 | 11738 | 11.9983
987 | 1 | 11741 | 0
988 | 1 | 11744 | 14.8443
989 | 1 | 11747 | 0
990 | 1 | 11750 | 15.2543
991 | 1 | 11753 | 0
992 | 1 | 11756 | 11.9983
993 | 1 | 11759 | 0
994 | 1 | 11762 | 15.2543
995 | 1 | 11765 | 0
996 | 1 | 11768 | 16.6027
997 | 1 | 11771 | 0
998 | 1 | 11774 | 11.9983
999 | 1 | 11777 | 0

## NominalSteamEquipment
| NominalSteamEquipmentIndex | ObjectName | ZoneIndex | ScheduleIndex | DesignLevel | FractionLatent | FractionRadiant | FractionLost | FractionConvected | EndUseSubcategory
0 | EMPTY | EMPTY | EMPTY | EMPTY | EMPTY | EMPTY | EMPTY | EMPTY | EMPTY | EMPTY

## Schedules
| ScheduleIndex | ScheduleName | ScheduleType | ScheduleMinimum | ScheduleMaximum
0 | 1 | ON | ANY NUMBER | 1 | 1
1 | 2 | OFF | ANY NUMBER | 0 | 0
2 | 3 | WORK EFFICIENCY | ANY NUMBER | 0 | 0
3 | 4 | OPAQUESHADE | ANY NUMBER | 0 | 0
4 | 5 | ZONE COMFORT CONTROL TYPE SCHED | CONTROL TYPE | 4 | 4
5 | 6 | DESIGN DAYS ONLY | ANY NUMBER | 0 | 1
6 | 7 | AIRVELOCITYSCHEDULE | ANY NUMBER | 0.137 | 0.137
7 | 8 | 2 | ANY NUMBER | 1 | 1
8 | 9 | 7 | ANY NUMBER | 0 | 0
9 | 10 | 41 | ANY NUMBER | 80 | 80
10 | 11 | 44 | ANY NUMBER | 14 | 14
11 | 12 | 46 | ANY NUMBER | 20 | 20
12 | 13 | 47 | ANY NUMBER | 24 | 24
13 | 14 | 48 | ANY NUMBER | 4 | 4
14 | 15 | 58 | ANY NUMBER | 5 | 5
15 | 16 | 59 | ANY NUMBER | 22 | 22
16 | 17 | 60 | ANY NUMBER | 55 | 55
17 | 18 | 61 | ANY NUMBER | 20 | 20
18 | 19 | 63 | ANY NUMBER | 50 | 50
19 | 20 | 64 | ANY NUMBER | 0.5 | 0.5
20 | 21 | 65 | ANY NUMBER | 1 | 1
21 | 22 | 67 | ANY NUMBER | 18 | 18
22 | 23 | 71 | ANY NUMBER | -0.5 | -0.5
23 | 24 | 72 | ANY NUMBER | 0.1 | 0.1
24 | 25 | 74 | ANY NUMBER | 0 | 0
25 | 26 | 85 | ANY NUMBER | 11 | 11
26 | 27 | 89 | ANY NUMBER | 900 | 900
27 | 28 | 90 | ANY NUMBER | 600 | 600
28 | 29 | 91 | ANY NUMBER | 0.5 | 0.5
29 | 30 | 2839 | FRACTION | 0 | 1
30 | 31 | 2840 | FRACTION | 0 | 1
31 | 32 | 2842 | FRACTION | 0 | 1
32 | 33 | 2844 | FRACTION | 0 | 1
33 | 34 | 2848 | FRACTION | 0 | 1
34 | 35 | 2849 | FRACTION | 0 | 1
35 | 36 | 2852 | FRACTION | 0 | 1
36 | 37 | 2853 | FRACTION | 0 | 1
37 | 38 | 2859 | FRACTION | 0 | 0.01
38 | 39 | 2862 | FRACTION | 0 | 1
39 | 40 | 2863 | FRACTION | 0 | 0.01
40 | 41 | 2864 | FRACTION | 0 | 1
41 | 42 | 2867 | FRACTION | 0 | 1
42 | 43 | 2868 | FRACTION | 0 | 1
43 | 44 | 2895 | FRACTION | 0 | 1
44 | 45 | 2897 | FRACTION | 0 | 1
45 | 46 | 2898 | FRACTION | 0 | 1
46 | 47 | 10000 | ANY NUMBER | 18 | 18
47 | 48 | 10001 | TEMPERATURE | 12 | 22
48 | 49 | 10002 | TEMPERATURE | 24 | 28
49 | 50 | 10003 |  | 0 | 1
50 | 51 | ACTIVITY SCHEDULE 22349 | ANY NUMBER | 126 | 126
51 | 52 | CLOTHING SCHEDULE 22349 | ANY NUMBER | 0.5 | 1
52 | 53 | ACTIVITY SCHEDULE 22361 | ANY NUMBER | 126 | 126
53 | 54 | CLOTHING SCHEDULE 22361 | ANY NUMBER | 0.5 | 1
54 | 55 | ACTIVITY SCHEDULE 22386 | ANY NUMBER | 126 | 126
55 | 56 | CLOTHING SCHEDULE 22386 | ANY NUMBER | 0.5 | 1
56 | 57 | ACTIVITY SCHEDULE 22405 | ANY NUMBER | 110.7 | 110.7
57 | 58 | CLOTHING SCHEDULE 22405 | ANY NUMBER | 0.5 | 1
58 | 59 | ACTIVITY SCHEDULE 22415 | ANY NUMBER | 126 | 126
59 | 60 | CLOTHING SCHEDULE 22415 | ANY NUMBER | 0.5 | 1
60 | 61 | ACTIVITY SCHEDULE 22425 | ANY NUMBER | 126 | 126
61 | 62 | CLOTHING SCHEDULE 22425 | ANY NUMBER | 0.5 | 1
62 | 63 | ACTIVITY SCHEDULE 22435 | ANY NUMBER | 126 | 126
63 | 64 | CLOTHING SCHEDULE 22435 | ANY NUMBER | 0.5 | 1
64 | 65 | ACTIVITY SCHEDULE 22444 | ANY NUMBER | 117 | 117
65 | 66 | CLOTHING SCHEDULE 22444 | ANY NUMBER | 0.5 | 1
66 | 67 | ACTIVITY SCHEDULE 22455 | ANY NUMBER | 126 | 126
67 | 68 | CLOTHING SCHEDULE 22455 | ANY NUMBER | 0.5 | 1
68 | 69 | ACTIVITY SCHEDULE 22464 | ANY NUMBER | 162 | 162
69 | 70 | CLOTHING SCHEDULE 22464 | ANY NUMBER | 0.5 | 1
70 | 71 | ACTIVITY SCHEDULE 22475 | ANY NUMBER | 126 | 126
71 | 72 | CLOTHING SCHEDULE 22475 | ANY NUMBER | 0.5 | 1
72 | 73 | ACTIVITY SCHEDULE 22489 | ANY NUMBER | 126 | 126
73 | 74 | CLOTHING SCHEDULE 22489 | ANY NUMBER | 0.5 | 1
74 | 75 | ACTIVITY SCHEDULE 22500 | ANY NUMBER | 126 | 126
75 | 76 | CLOTHING SCHEDULE 22500 | ANY NUMBER | 0.5 | 1
76 | 77 | ACTIVITY SCHEDULE 22510 | ANY NUMBER | 117 | 117
77 | 78 | CLOTHING SCHEDULE 22510 | ANY NUMBER | 0.5 | 1
78 | 79 | ACTIVITY SCHEDULE 22519 | ANY NUMBER | 117 | 117
79 | 80 | CLOTHING SCHEDULE 22519 | ANY NUMBER | 0.5 | 1
80 | 81 | ACTIVITY SCHEDULE 22528 | ANY NUMBER | 110.7 | 110.7
81 | 82 | CLOTHING SCHEDULE 22528 | ANY NUMBER | 0.5 | 1
82 | 83 | ACTIVITY SCHEDULE 22539 | ANY NUMBER | 126 | 126
83 | 84 | CLOTHING SCHEDULE 22539 | ANY NUMBER | 0.5 | 1
84 | 85 | ACTIVITY SCHEDULE 22552 | ANY NUMBER | 110.7 | 110.7
85 | 86 | CLOTHING SCHEDULE 22552 | ANY NUMBER | 0.5 | 1
86 | 87 | ACTIVITY SCHEDULE 22561 | ANY NUMBER | 117 | 117
87 | 88 | CLOTHING SCHEDULE 22561 | ANY NUMBER | 0.5 | 1
88 | 89 | ACTIVITY SCHEDULE 22570 | ANY NUMBER | 126 | 126
89 | 90 | CLOTHING SCHEDULE 22570 | ANY NUMBER | 0.5 | 1
90 | 91 | ACTIVITY SCHEDULE 22579 | ANY NUMBER | 110.7 | 110.7
91 | 92 | CLOTHING SCHEDULE 22579 | ANY NUMBER | 0.5 | 1
92 | 93 | ACTIVITY SCHEDULE 22592 | ANY NUMBER | 110.7 | 110.7
93 | 94 | CLOTHING SCHEDULE 22592 | ANY NUMBER | 0.5 | 1
94 | 95 | ACTIVITY SCHEDULE 22610 | ANY NUMBER | 110.7 | 110.7
95 | 96 | CLOTHING SCHEDULE 22610 | ANY NUMBER | 0.5 | 1
96 | 97 | ACTIVITY SCHEDULE 22619 | ANY NUMBER | 126 | 126
97 | 98 | CLOTHING SCHEDULE 22619 | ANY NUMBER | 0.5 | 1
98 | 99 | ACTIVITY SCHEDULE 22628 | ANY NUMBER | 110.7 | 110.7
99 | 100 | CLOTHING SCHEDULE 22628 | ANY NUMBER | 0.5 | 1
100 | 101 | ACTIVITY SCHEDULE 22638 | ANY NUMBER | 110.7 | 110.7
101 | 102 | CLOTHING SCHEDULE 22638 | ANY NUMBER | 0.5 | 1
102 | 103 | ACTIVITY SCHEDULE 23201 | ANY NUMBER | 126 | 126
103 | 104 | CLOTHING SCHEDULE 23201 | ANY NUMBER | 0.5 | 1
104 | 105 | ACTIVITY SCHEDULE 23211 | ANY NUMBER | 126 | 126
105 | 106 | CLOTHING SCHEDULE 23211 | ANY NUMBER | 0.5 | 1
106 | 107 | ACTIVITY SCHEDULE 23223 | ANY NUMBER | 162 | 162
107 | 108 | CLOTHING SCHEDULE 23223 | ANY NUMBER | 0.5 | 1
108 | 109 | ACTIVITY SCHEDULE 23233 | ANY NUMBER | 126 | 126
109 | 110 | CLOTHING SCHEDULE 23233 | ANY NUMBER | 0.5 | 1
110 | 111 | ACTIVITY SCHEDULE 23242 | ANY NUMBER | 126 | 126
111 | 112 | CLOTHING SCHEDULE 23242 | ANY NUMBER | 0.5 | 1
112 | 113 | ACTIVITY SCHEDULE 23267 | ANY NUMBER | 117 | 117
113 | 114 | CLOTHING SCHEDULE 23267 | ANY NUMBER | 0.5 | 1
114 | 115 | ACTIVITY SCHEDULE 23276 | ANY NUMBER | 126 | 126
115 | 116 | CLOTHING SCHEDULE 23276 | ANY NUMBER | 0.5 | 1
116 | 117 | ACTIVITY SCHEDULE 23294 | ANY NUMBER | 110.7 | 110.7
117 | 118 | CLOTHING SCHEDULE 23294 | ANY NUMBER | 0.5 | 1
118 | 119 | ACTIVITY SCHEDULE 23304 | ANY NUMBER | 117 | 117
119 | 120 | CLOTHING SCHEDULE 23304 | ANY NUMBER | 0.5 | 1
120 | 121 | ACTIVITY SCHEDULE 23313 | ANY NUMBER | 117 | 117
121 | 122 | CLOTHING SCHEDULE 23313 | ANY NUMBER | 0.5 | 1
122 | 123 | ACTIVITY SCHEDULE 23324 | ANY NUMBER | 126 | 126
123 | 124 | CLOTHING SCHEDULE 23324 | ANY NUMBER | 0.5 | 1
124 | 125 | ACTIVITY SCHEDULE 23344 | ANY NUMBER | 126 | 126
125 | 126 | CLOTHING SCHEDULE 23344 | ANY NUMBER | 0.5 | 1
126 | 127 | ACTIVITY SCHEDULE 23355 | ANY NUMBER | 117 | 117
127 | 128 | CLOTHING SCHEDULE 23355 | ANY NUMBER | 0.5 | 1
128 | 129 | ACTIVITY SCHEDULE 23364 | ANY NUMBER | 162 | 162
129 | 130 | CLOTHING SCHEDULE 23364 | ANY NUMBER | 0.5 | 1
130 | 131 | ACTIVITY SCHEDULE 23374 | ANY NUMBER | 126 | 126
131 | 132 | CLOTHING SCHEDULE 23374 | ANY NUMBER | 0.5 | 1
132 | 133 | ACTIVITY SCHEDULE 23383 | ANY NUMBER | 110.7 | 110.7
133 | 134 | CLOTHING SCHEDULE 23383 | ANY NUMBER | 0.5 | 1
134 | 135 | ACTIVITY SCHEDULE 23392 | ANY NUMBER | 110.7 | 110.7
135 | 136 | CLOTHING SCHEDULE 23392 | ANY NUMBER | 0.5 | 1
136 | 137 | ACTIVITY SCHEDULE 23402 | ANY NUMBER | 110.7 | 110.7
137 | 138 | CLOTHING SCHEDULE 23402 | ANY NUMBER | 0.5 | 1
138 | 139 | ACTIVITY SCHEDULE 23411 | ANY NUMBER | 126 | 126
139 | 140 | CLOTHING SCHEDULE 23411 | ANY NUMBER | 0.5 | 1
140 | 141 | ACTIVITY SCHEDULE 23420 | ANY NUMBER | 162 | 162
141 | 142 | CLOTHING SCHEDULE 23420 | ANY NUMBER | 0.5 | 1
142 | 143 | ACTIVITY SCHEDULE 23429 | ANY NUMBER | 126 | 126
143 | 144 | CLOTHING SCHEDULE 23429 | ANY NUMBER | 0.5 | 1
144 | 145 | ACTIVITY SCHEDULE 23444 | ANY NUMBER | 110.7 | 110.7
145 | 146 | CLOTHING SCHEDULE 23444 | ANY NUMBER | 0.5 | 1
146 | 147 | ACTIVITY SCHEDULE 23454 | ANY NUMBER | 110.7 | 110.7
147 | 148 | CLOTHING SCHEDULE 23454 | ANY NUMBER | 0.5 | 1
148 | 149 | ACTIVITY SCHEDULE 23463 | ANY NUMBER | 117 | 117
149 | 150 | CLOTHING SCHEDULE 23463 | ANY NUMBER | 0.5 | 1
150 | 151 | ACTIVITY SCHEDULE 23472 | ANY NUMBER | 126 | 126
151 | 152 | CLOTHING SCHEDULE 23472 | ANY NUMBER | 0.5 | 1
152 | 153 | ACTIVITY SCHEDULE 23481 | ANY NUMBER | 126 | 126
153 | 154 | CLOTHING SCHEDULE 23481 | ANY NUMBER | 0.5 | 1
154 | 155 | ACTIVITY SCHEDULE 23494 | ANY NUMBER | 110.7 | 110.7
155 | 156 | CLOTHING SCHEDULE 23494 | ANY NUMBER | 0.5 | 1
156 | 157 | ACTIVITY SCHEDULE 23503 | ANY NUMBER | 110.7 | 110.7
157 | 158 | CLOTHING SCHEDULE 23503 | ANY NUMBER | 0.5 | 1
158 | 159 | ACTIVITY SCHEDULE 23513 | ANY NUMBER | 110.7 | 110.7
159 | 160 | CLOTHING SCHEDULE 23513 | ANY NUMBER | 0.5 | 1
160 | 161 | ACTIVITY SCHEDULE 23523 | ANY NUMBER | 110.7 | 110.7
161 | 162 | CLOTHING SCHEDULE 23523 | ANY NUMBER | 0.5 | 1
162 | 163 | ACTIVITY SCHEDULE 23532 | ANY NUMBER | 126 | 126
163 | 164 | CLOTHING SCHEDULE 23532 | ANY NUMBER | 0.5 | 1
164 | 165 | ACTIVITY SCHEDULE 23544 | ANY NUMBER | 110.7 | 110.7
165 | 166 | CLOTHING SCHEDULE 23544 | ANY NUMBER | 0.5 | 1
166 | 167 | ACTIVITY SCHEDULE 24118 | ANY NUMBER | 126 | 126
167 | 168 | CLOTHING SCHEDULE 24118 | ANY NUMBER | 0.5 | 1
168 | 169 | ACTIVITY SCHEDULE 24128 | ANY NUMBER | 126 | 126
169 | 170 | CLOTHING SCHEDULE 24128 | ANY NUMBER | 0.5 | 1
170 | 171 | ACTIVITY SCHEDULE 24140 | ANY NUMBER | 162 | 162
171 | 172 | CLOTHING SCHEDULE 24140 | ANY NUMBER | 0.5 | 1
172 | 173 | ACTIVITY SCHEDULE 24150 | ANY NUMBER | 126 | 126
173 | 174 | CLOTHING SCHEDULE 24150 | ANY NUMBER | 0.5 | 1
174 | 175 | ACTIVITY SCHEDULE 24159 | ANY NUMBER | 126 | 126
175 | 176 | CLOTHING SCHEDULE 24159 | ANY NUMBER | 0.5 | 1
176 | 177 | ACTIVITY SCHEDULE 24184 | ANY NUMBER | 117 | 117
177 | 178 | CLOTHING SCHEDULE 24184 | ANY NUMBER | 0.5 | 1
178 | 179 | ACTIVITY SCHEDULE 24193 | ANY NUMBER | 126 | 126
179 | 180 | CLOTHING SCHEDULE 24193 | ANY NUMBER | 0.5 | 1
180 | 181 | ACTIVITY SCHEDULE 24211 | ANY NUMBER | 110.7 | 110.7
181 | 182 | CLOTHING SCHEDULE 24211 | ANY NUMBER | 0.5 | 1
182 | 183 | ACTIVITY SCHEDULE 24221 | ANY NUMBER | 117 | 117
183 | 184 | CLOTHING SCHEDULE 24221 | ANY NUMBER | 0.5 | 1
184 | 185 | ACTIVITY SCHEDULE 24230 | ANY NUMBER | 117 | 117
185 | 186 | CLOTHING SCHEDULE 24230 | ANY NUMBER | 0.5 | 1
186 | 187 | ACTIVITY SCHEDULE 24241 | ANY NUMBER | 126 | 126
187 | 188 | CLOTHING SCHEDULE 24241 | ANY NUMBER | 0.5 | 1
188 | 189 | ACTIVITY SCHEDULE 24261 | ANY NUMBER | 126 | 126
189 | 190 | CLOTHING SCHEDULE 24261 | ANY NUMBER | 0.5 | 1
190 | 191 | ACTIVITY SCHEDULE 24272 | ANY NUMBER | 117 | 117
191 | 192 | CLOTHING SCHEDULE 24272 | ANY NUMBER | 0.5 | 1
192 | 193 | ACTIVITY SCHEDULE 24281 | ANY NUMBER | 162 | 162
193 | 194 | CLOTHING SCHEDULE 24281 | ANY NUMBER | 0.5 | 1
194 | 195 | ACTIVITY SCHEDULE 24291 | ANY NUMBER | 126 | 126
195 | 196 | CLOTHING SCHEDULE 24291 | ANY NUMBER | 0.5 | 1
196 | 197 | ACTIVITY SCHEDULE 24300 | ANY NUMBER | 110.7 | 110.7
197 | 198 | CLOTHING SCHEDULE 24300 | ANY NUMBER | 0.5 | 1
198 | 199 | ACTIVITY SCHEDULE 24309 | ANY NUMBER | 110.7 | 110.7
199 | 200 | CLOTHING SCHEDULE 24309 | ANY NUMBER | 0.5 | 1
200 | 201 | ACTIVITY SCHEDULE 24319 | ANY NUMBER | 110.7 | 110.7
201 | 202 | CLOTHING SCHEDULE 24319 | ANY NUMBER | 0.5 | 1
202 | 203 | ACTIVITY SCHEDULE 24328 | ANY NUMBER | 126 | 126
203 | 204 | CLOTHING SCHEDULE 24328 | ANY NUMBER | 0.5 | 1
204 | 205 | ACTIVITY SCHEDULE 24337 | ANY NUMBER | 162 | 162
205 | 206 | CLOTHING SCHEDULE 24337 | ANY NUMBER | 0.5 | 1
206 | 207 | ACTIVITY SCHEDULE 24346 | ANY NUMBER | 126 | 126
207 | 208 | CLOTHING SCHEDULE 24346 | ANY NUMBER | 0.5 | 1
208 | 209 | ACTIVITY SCHEDULE 24361 | ANY NUMBER | 110.7 | 110.7
209 | 210 | CLOTHING SCHEDULE 24361 | ANY NUMBER | 0.5 | 1
210 | 211 | ACTIVITY SCHEDULE 24371 | ANY NUMBER | 110.7 | 110.7
211 | 212 | CLOTHING SCHEDULE 24371 | ANY NUMBER | 0.5 | 1
212 | 213 | ACTIVITY SCHEDULE 24380 | ANY NUMBER | 117 | 117
213 | 214 | CLOTHING SCHEDULE 24380 | ANY NUMBER | 0.5 | 1
214 | 215 | ACTIVITY SCHEDULE 24389 | ANY NUMBER | 126 | 126
215 | 216 | CLOTHING SCHEDULE 24389 | ANY NUMBER | 0.5 | 1
216 | 217 | ACTIVITY SCHEDULE 24398 | ANY NUMBER | 126 | 126
217 | 218 | CLOTHING SCHEDULE 24398 | ANY NUMBER | 0.5 | 1
218 | 219 | ACTIVITY SCHEDULE 24411 | ANY NUMBER | 110.7 | 110.7
219 | 220 | CLOTHING SCHEDULE 24411 | ANY NUMBER | 0.5 | 1
220 | 221 | ACTIVITY SCHEDULE 24420 | ANY NUMBER | 110.7 | 110.7
221 | 222 | CLOTHING SCHEDULE 24420 | ANY NUMBER | 0.5 | 1
222 | 223 | ACTIVITY SCHEDULE 24430 | ANY NUMBER | 110.7 | 110.7
223 | 224 | CLOTHING SCHEDULE 24430 | ANY NUMBER | 0.5 | 1
224 | 225 | ACTIVITY SCHEDULE 24440 | ANY NUMBER | 110.7 | 110.7
225 | 226 | CLOTHING SCHEDULE 24440 | ANY NUMBER | 0.5 | 1
226 | 227 | ACTIVITY SCHEDULE 24449 | ANY NUMBER | 126 | 126
227 | 228 | CLOTHING SCHEDULE 24449 | ANY NUMBER | 0.5 | 1
228 | 229 | ACTIVITY SCHEDULE 24461 | ANY NUMBER | 110.7 | 110.7
229 | 230 | CLOTHING SCHEDULE 24461 | ANY NUMBER | 0.5 | 1
230 | 231 | ACTIVITY SCHEDULE 25037 | ANY NUMBER | 110.7 | 110.7
231 | 232 | CLOTHING SCHEDULE 25037 | ANY NUMBER | 0.5 | 1
232 | 233 | ACTIVITY SCHEDULE 25047 | ANY NUMBER | 126 | 126
233 | 234 | CLOTHING SCHEDULE 25047 | ANY NUMBER | 0.5 | 1
234 | 235 | ACTIVITY SCHEDULE 25062 | ANY NUMBER | 110.7 | 110.7
235 | 236 | CLOTHING SCHEDULE 25062 | ANY NUMBER | 0.5 | 1
236 | 237 | ACTIVITY SCHEDULE 25071 | ANY NUMBER | 110.7 | 110.7
237 | 238 | CLOTHING SCHEDULE 25071 | ANY NUMBER | 0.5 | 1
238 | 239 | ACTIVITY SCHEDULE 25081 | ANY NUMBER | 110.7 | 110.7
239 | 240 | CLOTHING SCHEDULE 25081 | ANY NUMBER | 0.5 | 1
240 | 241 | ACTIVITY SCHEDULE 25090 | ANY NUMBER | 126 | 126
241 | 242 | CLOTHING SCHEDULE 25090 | ANY NUMBER | 0.5 | 1
242 | 243 | ACTIVITY SCHEDULE 25102 | ANY NUMBER | 110.7 | 110.7
243 | 244 | CLOTHING SCHEDULE 25102 | ANY NUMBER | 0.5 | 1
244 | 245 | ACTIVITY SCHEDULE 25111 | ANY NUMBER | 126 | 126
245 | 246 | CLOTHING SCHEDULE 25111 | ANY NUMBER | 0.5 | 1
246 | 247 | ACTIVITY SCHEDULE 25121 | ANY NUMBER | 117 | 117
247 | 248 | CLOTHING SCHEDULE 25121 | ANY NUMBER | 0.5 | 1
248 | 249 | ACTIVITY SCHEDULE 25130 | ANY NUMBER | 126 | 126
249 | 250 | CLOTHING SCHEDULE 25130 | ANY NUMBER | 0.5 | 1
250 | 251 | ACTIVITY SCHEDULE 25142 | ANY NUMBER | 126 | 126
251 | 252 | CLOTHING SCHEDULE 25142 | ANY NUMBER | 0.5 | 1
252 | 253 | ACTIVITY SCHEDULE 25167 | ANY NUMBER | 126 | 126
253 | 254 | CLOTHING SCHEDULE 25167 | ANY NUMBER | 0.5 | 1
254 | 255 | ACTIVITY SCHEDULE 25185 | ANY NUMBER | 162 | 162
255 | 256 | CLOTHING SCHEDULE 25185 | ANY NUMBER | 0.5 | 1
256 | 257 | ACTIVITY SCHEDULE 25195 | ANY NUMBER | 126 | 126
257 | 258 | CLOTHING SCHEDULE 25195 | ANY NUMBER | 0.5 | 1
258 | 259 | ACTIVITY SCHEDULE 25204 | ANY NUMBER | 117 | 117
259 | 260 | CLOTHING SCHEDULE 25204 | ANY NUMBER | 0.5 | 1
260 | 261 | ACTIVITY SCHEDULE 25213 | ANY NUMBER | 117 | 117
261 | 262 | CLOTHING SCHEDULE 25213 | ANY NUMBER | 0.5 | 1
262 | 263 | ACTIVITY SCHEDULE 25224 | ANY NUMBER | 126 | 126
263 | 264 | CLOTHING SCHEDULE 25224 | ANY NUMBER | 0.5 | 1
264 | 265 | ACTIVITY SCHEDULE 25244 | ANY NUMBER | 126 | 126
265 | 266 | CLOTHING SCHEDULE 25244 | ANY NUMBER | 0.5 | 1
266 | 267 | ACTIVITY SCHEDULE 25255 | ANY NUMBER | 117 | 117
267 | 268 | CLOTHING SCHEDULE 25255 | ANY NUMBER | 0.5 | 1
268 | 269 | ACTIVITY SCHEDULE 25264 | ANY NUMBER | 162 | 162
269 | 270 | CLOTHING SCHEDULE 25264 | ANY NUMBER | 0.5 | 1
270 | 271 | ACTIVITY SCHEDULE 25274 | ANY NUMBER | 126 | 126
271 | 272 | CLOTHING SCHEDULE 25274 | ANY NUMBER | 0.5 | 1
272 | 273 | ACTIVITY SCHEDULE 25283 | ANY NUMBER | 110.7 | 110.7
273 | 274 | CLOTHING SCHEDULE 25283 | ANY NUMBER | 0.5 | 1
274 | 275 | ACTIVITY SCHEDULE 25292 | ANY NUMBER | 126 | 126
275 | 276 | CLOTHING SCHEDULE 25292 | ANY NUMBER | 0.5 | 1
276 | 277 | ACTIVITY SCHEDULE 25301 | ANY NUMBER | 110.7 | 110.7
277 | 278 | CLOTHING SCHEDULE 25301 | ANY NUMBER | 0.5 | 1
278 | 279 | ACTIVITY SCHEDULE 25311 | ANY NUMBER | 162 | 162
279 | 280 | CLOTHING SCHEDULE 25311 | ANY NUMBER | 0.5 | 1
280 | 281 | ACTIVITY SCHEDULE 25320 | ANY NUMBER | 110.7 | 110.7
281 | 282 | CLOTHING SCHEDULE 25320 | ANY NUMBER | 0.5 | 1
282 | 283 | ACTIVITY SCHEDULE 25330 | ANY NUMBER | 117 | 117
283 | 284 | CLOTHING SCHEDULE 25330 | ANY NUMBER | 0.5 | 1
284 | 285 | ACTIVITY SCHEDULE 25339 | ANY NUMBER | 126 | 126
285 | 286 | CLOTHING SCHEDULE 25339 | ANY NUMBER | 0.5 | 1
286 | 287 | ACTIVITY SCHEDULE 25348 | ANY NUMBER | 126 | 126
287 | 288 | CLOTHING SCHEDULE 25348 | ANY NUMBER | 0.5 | 1
288 | 289 | ACTIVITY SCHEDULE 25361 | ANY NUMBER | 110.7 | 110.7
289 | 290 | CLOTHING SCHEDULE 25361 | ANY NUMBER | 0.5 | 1
290 | 291 | ACTIVITY SCHEDULE 25370 | ANY NUMBER | 110.7 | 110.7
291 | 292 | CLOTHING SCHEDULE 25370 | ANY NUMBER | 0.5 | 1
292 | 293 | ACTIVITY SCHEDULE 25380 | ANY NUMBER | 110.7 | 110.7
293 | 294 | CLOTHING SCHEDULE 25380 | ANY NUMBER | 0.5 | 1
294 | 295 | ACTIVITY SCHEDULE 25499 | ANY NUMBER | 162 | 162
295 | 296 | CLOTHING SCHEDULE 25499 | ANY NUMBER | 0.5 | 1
296 | 297 | BLDG_ELEVATORS | FRACTION | 0 | 0.69

## RoomAirModels
| ZoneIndex | AirModelName | AirModelType | TempCoupleScheme | SimAirModel
0 | 1 | MIXING AIR MODEL FOR 3NP:CORR1 | 2 | 1 | 0
1 | 2 | MIXING AIR MODEL FOR 3NP:CORR2 | 2 | 1 | 0
2 | 3 | MIXING AIR MODEL FOR 3NP:CORR3 | 2 | 1 | 0
3 | 4 | MIXING AIR MODEL FOR 3NP:OFF1 | 2 | 1 | 0
4 | 5 | MIXING AIR MODEL FOR 3NP:STORE1 | 2 | 1 | 0
5 | 6 | MIXING AIR MODEL FOR 3NP:WC1 | 2 | 1 | 0
6 | 7 | MIXING AIR MODEL FOR 3NP:WC2 | 2 | 1 | 0
7 | 8 | MIXING AIR MODEL FOR 3NP:SHAFT1 | 2 | 1 | 0
8 | 9 | MIXING AIR MODEL FOR 3NP:STORE | 2 | 1 | 0
9 | 10 | MIXING AIR MODEL FOR 3NP:MECH | 2 | 1 | 0
10 | 11 | MIXING AIR MODEL FOR 3NP:CORR4 | 2 | 1 | 0
11 | 12 | MIXING AIR MODEL FOR 3NP:WC3 | 2 | 1 | 0
12 | 13 | MIXING AIR MODEL FOR 3NP:CORR | 2 | 1 | 0
13 | 14 | MIXING AIR MODEL FOR 3NP:SHAFT2 | 2 | 1 | 0
14 | 15 | MIXING AIR MODEL FOR 3NP:SHAFT3 | 2 | 1 | 0
15 | 16 | MIXING AIR MODEL FOR 3NP:OFF2 | 2 | 1 | 0
16 | 17 | MIXING AIR MODEL FOR 3NP:LOBBY | 2 | 1 | 0
17 | 18 | MIXING AIR MODEL FOR 3NP:OFF3 | 2 | 1 | 0
18 | 19 | MIXING AIR MODEL FOR 3NP:SHAFT | 2 | 1 | 0
19 | 20 | MIXING AIR MODEL FOR 3NP:WC4 | 2 | 1 | 0
20 | 21 | MIXING AIR MODEL FOR 3NP:OFF4 | 2 | 1 | 0
21 | 22 | MIXING AIR MODEL FOR 3NP:OFF5 | 2 | 1 | 0
22 | 23 | MIXING AIR MODEL FOR 3NP:OFF6 | 2 | 1 | 0
23 | 24 | MIXING AIR MODEL FOR 3NP:WC | 2 | 1 | 0
24 | 25 | MIXING AIR MODEL FOR 3NP:OFF7 | 2 | 1 | 0
25 | 26 | MIXING AIR MODEL FOR 3NP:OFF | 2 | 1 | 0
26 | 27 | MIXING AIR MODEL FOR 4NP:CORR1 | 2 | 1 | 0
27 | 28 | MIXING AIR MODEL FOR 4NP:CORR2 | 2 | 1 | 0
28 | 29 | MIXING AIR MODEL FOR 4NP:MECH1 | 2 | 1 | 0
29 | 30 | MIXING AIR MODEL FOR 4NP:WC1 | 2 | 1 | 0
30 | 31 | MIXING AIR MODEL FOR 4NP:CORR3 | 2 | 1 | 0
31 | 32 | MIXING AIR MODEL FOR 4NP:SHAFT1 | 2 | 1 | 0
32 | 33 | MIXING AIR MODEL FOR 4NP:CORR4 | 2 | 1 | 0
33 | 34 | MIXING AIR MODEL FOR 4NP:OFF1 | 2 | 1 | 0
34 | 35 | MIXING AIR MODEL FOR 4NP:SHAFT2 | 2 | 1 | 0
35 | 36 | MIXING AIR MODEL FOR 4NP:SHAFT3 | 2 | 1 | 0
36 | 37 | MIXING AIR MODEL FOR 4NP:CORR5 | 2 | 1 | 0
37 | 38 | MIXING AIR MODEL FOR 4NP:STORE | 2 | 1 | 0
38 | 39 | MIXING AIR MODEL FOR 4NP:SHAFT4 | 2 | 1 | 0
39 | 40 | MIXING AIR MODEL FOR 4NP:KITCH | 2 | 1 | 0
40 | 41 | MIXING AIR MODEL FOR 4NP:WC2 | 2 | 1 | 0
41 | 42 | MIXING AIR MODEL FOR 4NP:OFF2 | 2 | 1 | 0
42 | 43 | MIXING AIR MODEL FOR 4NP:OFF3 | 2 | 1 | 0
43 | 44 | MIXING AIR MODEL FOR 4NP:OFF4 | 2 | 1 | 0
44 | 45 | MIXING AIR MODEL FOR 4NP:WC3 | 2 | 1 | 0
45 | 46 | MIXING AIR MODEL FOR 4NP:MECH | 2 | 1 | 0
46 | 47 | MIXING AIR MODEL FOR 4NP:CORR6 | 2 | 1 | 0
47 | 48 | MIXING AIR MODEL FOR 4NP:OFFICE | 2 | 1 | 0
48 | 49 | MIXING AIR MODEL FOR 4NP:OFF5 | 2 | 1 | 0
49 | 50 | MIXING AIR MODEL FOR 4NP:SHAFT | 2 | 1 | 0
50 | 51 | MIXING AIR MODEL FOR 4NP:WC | 2 | 1 | 0
51 | 52 | MIXING AIR MODEL FOR 4NP:CORR | 2 | 1 | 0
52 | 53 | MIXING AIR MODEL FOR 4NP:OFF6 | 2 | 1 | 0
53 | 54 | MIXING AIR MODEL FOR 4NP:OFF7 | 2 | 1 | 0
54 | 55 | MIXING AIR MODEL FOR 4NP:OFF8 | 2 | 1 | 0
55 | 56 | MIXING AIR MODEL FOR 4NP:OFF9 | 2 | 1 | 0
56 | 57 | MIXING AIR MODEL FOR 4NP:LOBBY | 2 | 1 | 0
57 | 58 | MIXING AIR MODEL FOR 4NP:OFF | 2 | 1 | 0
58 | 59 | MIXING AIR MODEL FOR 5NP:CORR1 | 2 | 1 | 0
59 | 60 | MIXING AIR MODEL FOR 5NP:CORR2 | 2 | 1 | 0
60 | 61 | MIXING AIR MODEL FOR 5NP:MECH1 | 2 | 1 | 0
61 | 62 | MIXING AIR MODEL FOR 5NP:WC1 | 2 | 1 | 0
62 | 63 | MIXING AIR MODEL FOR 5NP:CORR3 | 2 | 1 | 0
63 | 64 | MIXING AIR MODEL FOR 5NP:SHAFT1 | 2 | 1 | 0
64 | 65 | MIXING AIR MODEL FOR 5NP:CORR4 | 2 | 1 | 0
65 | 66 | MIXING AIR MODEL FOR 5NP:OFF1 | 2 | 1 | 0
66 | 67 | MIXING AIR MODEL FOR 5NP:SHAFT2 | 2 | 1 | 0
67 | 68 | MIXING AIR MODEL FOR 5NP:SHAFT3 | 2 | 1 | 0
68 | 69 | MIXING AIR MODEL FOR 5NP:CORR5 | 2 | 1 | 0
69 | 70 | MIXING AIR MODEL FOR 5NP:STORE | 2 | 1 | 0
70 | 71 | MIXING AIR MODEL FOR 5NP:SHAFT4 | 2 | 1 | 0
71 | 72 | MIXING AIR MODEL FOR 5NP:KITCH | 2 | 1 | 0
72 | 73 | MIXING AIR MODEL FOR 5NP:WC2 | 2 | 1 | 0
73 | 74 | MIXING AIR MODEL FOR 5NP:OFF2 | 2 | 1 | 0
74 | 75 | MIXING AIR MODEL FOR 5NP:OFF3 | 2 | 1 | 0
75 | 76 | MIXING AIR MODEL FOR 5NP:OFF4 | 2 | 1 | 0
76 | 77 | MIXING AIR MODEL FOR 5NP:WC3 | 2 | 1 | 0
77 | 78 | MIXING AIR MODEL FOR 5NP:MECH | 2 | 1 | 0
78 | 79 | MIXING AIR MODEL FOR 5NP:CORR6 | 2 | 1 | 0
79 | 80 | MIXING AIR MODEL FOR 5NP:OFFICE | 2 | 1 | 0
80 | 81 | MIXING AIR MODEL FOR 5NP:OFF8 | 2 | 1 | 0
81 | 82 | MIXING AIR MODEL FOR 5NP:SHAFT | 2 | 1 | 0
82 | 83 | MIXING AIR MODEL FOR 5NP:WC | 2 | 1 | 0
83 | 84 | MIXING AIR MODEL FOR 5NP:CORR | 2 | 1 | 0
84 | 85 | MIXING AIR MODEL FOR 5NP:OFFICETYPE2 | 2 | 1 | 0
85 | 86 | MIXING AIR MODEL FOR 5NP:OFF7 | 2 | 1 | 0
86 | 87 | MIXING AIR MODEL FOR 5NP:OFF5 | 2 | 1 | 0
87 | 88 | MIXING AIR MODEL FOR 5NP:OFF9 | 2 | 1 | 0
88 | 89 | MIXING AIR MODEL FOR 5NP:LOBBY | 2 | 1 | 0
89 | 90 | MIXING AIR MODEL FOR 5NP:OFF | 2 | 1 | 0
90 | 91 | MIXING AIR MODEL FOR 6NP:OFF1 | 2 | 1 | 0
91 | 92 | MIXING AIR MODEL FOR 6NP:CORR1 | 2 | 1 | 0
92 | 93 | MIXING AIR MODEL FOR 6NP:OFF2 | 2 | 1 | 0
93 | 94 | MIXING AIR MODEL FOR 6NP:OFF3 | 2 | 1 | 0
94 | 95 | MIXING AIR MODEL FOR 6NP:OFF4 | 2 | 1 | 0
95 | 96 | MIXING AIR MODEL FOR 6NP:LOBBY | 2 | 1 | 0
96 | 97 | MIXING AIR MODEL FOR 6NP:OFF5 | 2 | 1 | 0
97 | 98 | MIXING AIR MODEL FOR 6NP:CORR2 | 2 | 1 | 0
98 | 99 | MIXING AIR MODEL FOR 6NP:SHAFT1 | 2 | 1 | 0
99 | 100 | MIXING AIR MODEL FOR 6NP:CORR3 | 2 | 1 | 0
100 | 101 | MIXING AIR MODEL FOR 6NP:CORR4 | 2 | 1 | 0
101 | 102 | MIXING AIR MODEL FOR 6NP:CORR5 | 2 | 1 | 0
102 | 103 | MIXING AIR MODEL FOR 6NP:MECH1 | 2 | 1 | 0
103 | 104 | MIXING AIR MODEL FOR 6NP:WC1 | 2 | 1 | 0
104 | 105 | MIXING AIR MODEL FOR 6NP:SHAFT2 | 2 | 1 | 0
105 | 106 | MIXING AIR MODEL FOR 6NP:SHAFT3 | 2 | 1 | 0
106 | 107 | MIXING AIR MODEL FOR 6NP:CORR6 | 2 | 1 | 0
107 | 108 | MIXING AIR MODEL FOR 6NP:STORE | 2 | 1 | 0
108 | 109 | MIXING AIR MODEL FOR 6NP:SHAFT4 | 2 | 1 | 0
109 | 110 | MIXING AIR MODEL FOR 6NP:KITCH | 2 | 1 | 0
110 | 111 | MIXING AIR MODEL FOR 6NP:WC2 | 2 | 1 | 0
111 | 112 | MIXING AIR MODEL FOR 6NP:OFFICETYPE3CT | 2 | 1 | 0
112 | 113 | MIXING AIR MODEL FOR 6NP:WC3 | 2 | 1 | 0
113 | 114 | MIXING AIR MODEL FOR 6NP:OFF7 | 2 | 1 | 0
114 | 115 | MIXING AIR MODEL FOR 6NP:MECH | 2 | 1 | 0
115 | 116 | MIXING AIR MODEL FOR 6NP:OFFICE | 2 | 1 | 0
116 | 117 | MIXING AIR MODEL FOR 6NP:SHAFT | 2 | 1 | 0
117 | 118 | MIXING AIR MODEL FOR 6NP:WC | 2 | 1 | 0
118 | 119 | MIXING AIR MODEL FOR 6NP:CORR | 2 | 1 | 0
119 | 120 | MIXING AIR MODEL FOR 6NP:OFF8 | 2 | 1 | 0
120 | 121 | MIXING AIR MODEL FOR 6NP:OFF9 | 2 | 1 | 0
121 | 122 | MIXING AIR MODEL FOR 6NP:OFFICETYPE3CT/1 | 2 | 1 | 0
122 | 123 | MIXING AIR MODEL FOR 7NP:MECH | 2 | 1 | 0

## Materials
| MaterialIndex | Name | MaterialType | Roughness | Conductivity | Density | IsoMoistCap | Porosity | Resistance | ROnly | SpecHeat | ThermGradCoef | Thickness | VaporDiffus
0 | 1 | CAST CONCRETE (DENSE)_0.1 | 0 | 2 | 1.4 | 2100 | 0 | 0 | 0.071429 | 0 | 840 | 0 | 0.1 | 0
1 | 2 | GYPSUM PLASTERING_0.013 | 0 | 2 | 0.4 | 1000 | 0 | 0 | 0.0325 | 0 | 1000 | 0 | 0.013 | 0
2 | 3 | BRICKWORK INNER LEAF_0.115 | 0 | 2 | 0.62 | 1700 | 0 | 0 | 0.18548 | 0 | 800 | 0 | 0.115 | 0
3 | 4 | _ CENTRAL WALL 1_0.01 | 0 | 2 | 0.99 | 1760 | 0 | 0 | 0.010101 | 0 | 840 | 0 | 0.01 | 0
4 | 5 | _CENTRAL WALL 2 CONC_0.25 | 0 | 2 | 0.11 | 2000 | 0 | 0 | 2.2727 | 0 | 1000 | 0 | 0.25 | 0
5 | 6 | _ CENTRAL WALL 4 MIN WOOL QUILT 140 MM_0.0837 | 0 | 2 | 0.04 | 12 | 0 | 0 | 2.0925 | 0 | 1030 | 0 | 0.0837 | 0
6 | 7 | _ CENTRAL ROOF 4 AND 5_0.1086 | 0 | 2 | 0.035 | 160 | 0 | 0 | 3.1029 | 0 | 840 | 0 | 0.1086 | 0
7 | 8 | _ CENTRAL ROOF 4 AND 5_0.1 | 0 | 2 | 0.035 | 160 | 0 | 0 | 2.8571 | 0 | 840 | 0 | 0.1 | 0
8 | 9 | _ CENTRAL ROOF 2 CONCRETE REINFORCED1_0.22 | 0 | 2 | 1.58 | 2300 | 0 | 0 | 0.13924 | 0 | 1000 | 0 | 0.22 | 0
9 | 10 | EXTERNAL RENDERING_0.025 | 0 | 2 | 0.5 | 1300 | 0 | 0 | 0.05 | 0 | 1000 | 0 | 0.025 | 0
10 | 11 | MW STONE WOOL (ROLLS)_0.0766 | 0 | 2 | 0.04 | 30 | 0 | 0 | 1.915 | 0 | 840 | 0 | 0.0766 | 0
11 | 12 | LINEARBRIDGINGLAYER | 0 | 2 | 0 | 0 | 0 | 0 | 1 | 1 | 0 | 0 | 0 | 0
12 | 13 | IRTMATERIAL | 9 | 0 | 0 | 0 | 0 | 0 | 0.01 | 0 | 0 | 0 | 0 | 0
13 | 14 | 2 | 3 | 6 | 0.9 | 0 | 0 | 0 | 0.0033333 | 1 | 0 | 0 | 0.003 | 0
14 | 15 | 40 | 3 | 6 | 0.9 | 0 | 0 | 0 | 0.0033333 | 1 | 0 | 0 | 0.003 | 0
15 | 16 | 41 | 3 | 6 | 0.9 | 0 | 0 | 0 | 0.0033333 | 1 | 0 | 0 | 0.003 | 0
16 | 17 | 1001 | 4 | 3 | 0 | 0 | 0 | 0 | 0 | 1 | 0 | 0 | 0.006 | 0
17 | 18 | HALF THICKNESS 1001 | 4 | 3 | 0 | 0 | 0 | 0 | 0 | 1 | 0 | 0 | 0.003 | 0

## Time
| TimeIndex | Month | Day | Hour | Minute | Dst | Interval | IntervalType | SimulationDays | DayType | EnvironmentPeriodIndex | WarmupFlag
0 | 1 | 1 | 1 | 1 | 0 | 0 | 60 | 1 | 1 | Sunday | 3
1 | 2 | 1 | 1 | 2 | 0 | 0 | 60 | 1 | 1 | Sunday | 3
2 | 3 | 1 | 1 | 3 | 0 | 0 | 60 | 1 | 1 | Sunday | 3
3 | 4 | 1 | 1 | 4 | 0 | 0 | 60 | 1 | 1 | Sunday | 3
4 | 5 | 1 | 1 | 5 | 0 | 0 | 60 | 1 | 1 | Sunday | 3
5 | 6 | 1 | 1 | 6 | 0 | 0 | 60 | 1 | 1 | Sunday | 3
6 | 7 | 1 | 1 | 7 | 0 | 0 | 60 | 1 | 1 | Sunday | 3
7 | 8 | 1 | 1 | 8 | 0 | 0 | 60 | 1 | 1 | Sunday | 3
8 | 9 | 1 | 1 | 9 | 0 | 0 | 60 | 1 | 1 | Sunday | 3
9 | 10 | 1 | 1 | 10 | 0 | 0 | 60 | 1 | 1 | Sunday | 3
10 | 11 | 1 | 1 | 11 | 0 | 0 | 60 | 1 | 1 | Sunday | 3
11 | 12 | 1 | 1 | 12 | 0 | 0 | 60 | 1 | 1 | Sunday | 3
12 | 13 | 1 | 1 | 13 | 0 | 0 | 60 | 1 | 1 | Sunday | 3
13 | 14 | 1 | 1 | 14 | 0 | 0 | 60 | 1 | 1 | Sunday | 3
14 | 15 | 1 | 1 | 15 | 0 | 0 | 60 | 1 | 1 | Sunday | 3
15 | 16 | 1 | 1 | 16 | 0 | 0 | 60 | 1 | 1 | Sunday | 3
16 | 17 | 1 | 1 | 17 | 0 | 0 | 60 | 1 | 1 | Sunday | 3
17 | 18 | 1 | 1 | 18 | 0 | 0 | 60 | 1 | 1 | Sunday | 3
18 | 19 | 1 | 1 | 19 | 0 | 0 | 60 | 1 | 1 | Sunday | 3
19 | 20 | 1 | 1 | 20 | 0 | 0 | 60 | 1 | 1 | Sunday | 3
20 | 21 | 1 | 1 | 21 | 0 | 0 | 60 | 1 | 1 | Sunday | 3
21 | 22 | 1 | 1 | 22 | 0 | 0 | 60 | 1 | 1 | Sunday | 3
22 | 23 | 1 | 1 | 23 | 0 | 0 | 60 | 1 | 1 | Sunday | 3
23 | 24 | 1 | 1 | 24 | 0 | 0 | 60 | 1 | 1 | Sunday | 3
24 | 25 | 1 | 1 | 24 | 0 | 0 | 1440 | 2 | 1 | Sunday | 3
25 | 26 | 1 | 2 | 1 | 0 | 0 | 60 | 1 | 2 | Monday | 3
26 | 27 | 1 | 2 | 2 | 0 | 0 | 60 | 1 | 2 | Monday | 3
27 | 28 | 1 | 2 | 3 | 0 | 0 | 60 | 1 | 2 | Monday | 3
28 | 29 | 1 | 2 | 4 | 0 | 0 | 60 | 1 | 2 | Monday | 3
29 | 30 | 1 | 2 | 5 | 0 | 0 | 60 | 1 | 2 | Monday | 3
30 | 31 | 1 | 2 | 6 | 0 | 0 | 60 | 1 | 2 | Monday | 3
31 | 32 | 1 | 2 | 7 | 0 | 0 | 60 | 1 | 2 | Monday | 3
32 | 33 | 1 | 2 | 8 | 0 | 0 | 60 | 1 | 2 | Monday | 3
33 | 34 | 1 | 2 | 9 | 0 | 0 | 60 | 1 | 2 | Monday | 3
34 | 35 | 1 | 2 | 10 | 0 | 0 | 60 | 1 | 2 | Monday | 3
35 | 36 | 1 | 2 | 11 | 0 | 0 | 60 | 1 | 2 | Monday | 3
36 | 37 | 1 | 2 | 12 | 0 | 0 | 60 | 1 | 2 | Monday | 3
37 | 38 | 1 | 2 | 13 | 0 | 0 | 60 | 1 | 2 | Monday | 3
38 | 39 | 1 | 2 | 14 | 0 | 0 | 60 | 1 | 2 | Monday | 3
39 | 40 | 1 | 2 | 15 | 0 | 0 | 60 | 1 | 2 | Monday | 3
40 | 41 | 1 | 2 | 16 | 0 | 0 | 60 | 1 | 2 | Monday | 3
41 | 42 | 1 | 2 | 17 | 0 | 0 | 60 | 1 | 2 | Monday | 3
42 | 43 | 1 | 2 | 18 | 0 | 0 | 60 | 1 | 2 | Monday | 3
43 | 44 | 1 | 2 | 19 | 0 | 0 | 60 | 1 | 2 | Monday | 3
44 | 45 | 1 | 2 | 20 | 0 | 0 | 60 | 1 | 2 | Monday | 3
45 | 46 | 1 | 2 | 21 | 0 | 0 | 60 | 1 | 2 | Monday | 3
46 | 47 | 1 | 2 | 22 | 0 | 0 | 60 | 1 | 2 | Monday | 3
47 | 48 | 1 | 2 | 23 | 0 | 0 | 60 | 1 | 2 | Monday | 3
48 | 49 | 1 | 2 | 24 | 0 | 0 | 60 | 1 | 2 | Monday | 3
49 | 50 | 1 | 2 | 24 | 0 | 0 | 1440 | 2 | 2 | Monday | 3
50 | 51 | 1 | 3 | 1 | 0 | 0 | 60 | 1 | 3 | Tuesday | 3
51 | 52 | 1 | 3 | 2 | 0 | 0 | 60 | 1 | 3 | Tuesday | 3
52 | 53 | 1 | 3 | 3 | 0 | 0 | 60 | 1 | 3 | Tuesday | 3
53 | 54 | 1 | 3 | 4 | 0 | 0 | 60 | 1 | 3 | Tuesday | 3
54 | 55 | 1 | 3 | 5 | 0 | 0 | 60 | 1 | 3 | Tuesday | 3
55 | 56 | 1 | 3 | 6 | 0 | 0 | 60 | 1 | 3 | Tuesday | 3
56 | 57 | 1 | 3 | 7 | 0 | 0 | 60 | 1 | 3 | Tuesday | 3
57 | 58 | 1 | 3 | 8 | 0 | 0 | 60 | 1 | 3 | Tuesday | 3
58 | 59 | 1 | 3 | 9 | 0 | 0 | 60 | 1 | 3 | Tuesday | 3
59 | 60 | 1 | 3 | 10 | 0 | 0 | 60 | 1 | 3 | Tuesday | 3
60 | 61 | 1 | 3 | 11 | 0 | 0 | 60 | 1 | 3 | Tuesday | 3
61 | 62 | 1 | 3 | 12 | 0 | 0 | 60 | 1 | 3 | Tuesday | 3
62 | 63 | 1 | 3 | 13 | 0 | 0 | 60 | 1 | 3 | Tuesday | 3
63 | 64 | 1 | 3 | 14 | 0 | 0 | 60 | 1 | 3 | Tuesday | 3
64 | 65 | 1 | 3 | 15 | 0 | 0 | 60 | 1 | 3 | Tuesday | 3
65 | 66 | 1 | 3 | 16 | 0 | 0 | 60 | 1 | 3 | Tuesday | 3
66 | 67 | 1 | 3 | 17 | 0 | 0 | 60 | 1 | 3 | Tuesday | 3
67 | 68 | 1 | 3 | 18 | 0 | 0 | 60 | 1 | 3 | Tuesday | 3
68 | 69 | 1 | 3 | 19 | 0 | 0 | 60 | 1 | 3 | Tuesday | 3
69 | 70 | 1 | 3 | 20 | 0 | 0 | 60 | 1 | 3 | Tuesday | 3
70 | 71 | 1 | 3 | 21 | 0 | 0 | 60 | 1 | 3 | Tuesday | 3
71 | 72 | 1 | 3 | 22 | 0 | 0 | 60 | 1 | 3 | Tuesday | 3
72 | 73 | 1 | 3 | 23 | 0 | 0 | 60 | 1 | 3 | Tuesday | 3
73 | 74 | 1 | 3 | 24 | 0 | 0 | 60 | 1 | 3 | Tuesday | 3
74 | 75 | 1 | 3 | 24 | 0 | 0 | 1440 | 2 | 3 | Tuesday | 3
75 | 76 | 1 | 4 | 1 | 0 | 0 | 60 | 1 | 4 | Wednesday | 3
76 | 77 | 1 | 4 | 2 | 0 | 0 | 60 | 1 | 4 | Wednesday | 3
77 | 78 | 1 | 4 | 3 | 0 | 0 | 60 | 1 | 4 | Wednesday | 3
78 | 79 | 1 | 4 | 4 | 0 | 0 | 60 | 1 | 4 | Wednesday | 3
79 | 80 | 1 | 4 | 5 | 0 | 0 | 60 | 1 | 4 | Wednesday | 3
80 | 81 | 1 | 4 | 6 | 0 | 0 | 60 | 1 | 4 | Wednesday | 3
81 | 82 | 1 | 4 | 7 | 0 | 0 | 60 | 1 | 4 | Wednesday | 3
82 | 83 | 1 | 4 | 8 | 0 | 0 | 60 | 1 | 4 | Wednesday | 3
83 | 84 | 1 | 4 | 9 | 0 | 0 | 60 | 1 | 4 | Wednesday | 3
84 | 85 | 1 | 4 | 10 | 0 | 0 | 60 | 1 | 4 | Wednesday | 3
85 | 86 | 1 | 4 | 11 | 0 | 0 | 60 | 1 | 4 | Wednesday | 3
86 | 87 | 1 | 4 | 12 | 0 | 0 | 60 | 1 | 4 | Wednesday | 3
87 | 88 | 1 | 4 | 13 | 0 | 0 | 60 | 1 | 4 | Wednesday | 3
88 | 89 | 1 | 4 | 14 | 0 | 0 | 60 | 1 | 4 | Wednesday | 3
89 | 90 | 1 | 4 | 15 | 0 | 0 | 60 | 1 | 4 | Wednesday | 3
90 | 91 | 1 | 4 | 16 | 0 | 0 | 60 | 1 | 4 | Wednesday | 3
91 | 92 | 1 | 4 | 17 | 0 | 0 | 60 | 1 | 4 | Wednesday | 3
92 | 93 | 1 | 4 | 18 | 0 | 0 | 60 | 1 | 4 | Wednesday | 3
93 | 94 | 1 | 4 | 19 | 0 | 0 | 60 | 1 | 4 | Wednesday | 3
94 | 95 | 1 | 4 | 20 | 0 | 0 | 60 | 1 | 4 | Wednesday | 3
95 | 96 | 1 | 4 | 21 | 0 | 0 | 60 | 1 | 4 | Wednesday | 3
96 | 97 | 1 | 4 | 22 | 0 | 0 | 60 | 1 | 4 | Wednesday | 3
97 | 98 | 1 | 4 | 23 | 0 | 0 | 60 | 1 | 4 | Wednesday | 3
98 | 99 | 1 | 4 | 24 | 0 | 0 | 60 | 1 | 4 | Wednesday | 3
99 | 100 | 1 | 4 | 24 | 0 | 0 | 1440 | 2 | 4 | Wednesday | 3
100 | 101 | 1 | 5 | 1 | 0 | 0 | 60 | 1 | 5 | Thursday | 3
101 | 102 | 1 | 5 | 2 | 0 | 0 | 60 | 1 | 5 | Thursday | 3
102 | 103 | 1 | 5 | 3 | 0 | 0 | 60 | 1 | 5 | Thursday | 3
103 | 104 | 1 | 5 | 4 | 0 | 0 | 60 | 1 | 5 | Thursday | 3
104 | 105 | 1 | 5 | 5 | 0 | 0 | 60 | 1 | 5 | Thursday | 3
105 | 106 | 1 | 5 | 6 | 0 | 0 | 60 | 1 | 5 | Thursday | 3
106 | 107 | 1 | 5 | 7 | 0 | 0 | 60 | 1 | 5 | Thursday | 3
107 | 108 | 1 | 5 | 8 | 0 | 0 | 60 | 1 | 5 | Thursday | 3
108 | 109 | 1 | 5 | 9 | 0 | 0 | 60 | 1 | 5 | Thursday | 3
109 | 110 | 1 | 5 | 10 | 0 | 0 | 60 | 1 | 5 | Thursday | 3
110 | 111 | 1 | 5 | 11 | 0 | 0 | 60 | 1 | 5 | Thursday | 3
111 | 112 | 1 | 5 | 12 | 0 | 0 | 60 | 1 | 5 | Thursday | 3
112 | 113 | 1 | 5 | 13 | 0 | 0 | 60 | 1 | 5 | Thursday | 3
113 | 114 | 1 | 5 | 14 | 0 | 0 | 60 | 1 | 5 | Thursday | 3
114 | 115 | 1 | 5 | 15 | 0 | 0 | 60 | 1 | 5 | Thursday | 3
115 | 116 | 1 | 5 | 16 | 0 | 0 | 60 | 1 | 5 | Thursday | 3
116 | 117 | 1 | 5 | 17 | 0 | 0 | 60 | 1 | 5 | Thursday | 3
117 | 118 | 1 | 5 | 18 | 0 | 0 | 60 | 1 | 5 | Thursday | 3
118 | 119 | 1 | 5 | 19 | 0 | 0 | 60 | 1 | 5 | Thursday | 3
119 | 120 | 1 | 5 | 20 | 0 | 0 | 60 | 1 | 5 | Thursday | 3
120 | 121 | 1 | 5 | 21 | 0 | 0 | 60 | 1 | 5 | Thursday | 3
121 | 122 | 1 | 5 | 22 | 0 | 0 | 60 | 1 | 5 | Thursday | 3
122 | 123 | 1 | 5 | 23 | 0 | 0 | 60 | 1 | 5 | Thursday | 3
123 | 124 | 1 | 5 | 24 | 0 | 0 | 60 | 1 | 5 | Thursday | 3
124 | 125 | 1 | 5 | 24 | 0 | 0 | 1440 | 2 | 5 | Thursday | 3
125 | 126 | 1 | 6 | 1 | 0 | 0 | 60 | 1 | 6 | Friday | 3
126 | 127 | 1 | 6 | 2 | 0 | 0 | 60 | 1 | 6 | Friday | 3
127 | 128 | 1 | 6 | 3 | 0 | 0 | 60 | 1 | 6 | Friday | 3
128 | 129 | 1 | 6 | 4 | 0 | 0 | 60 | 1 | 6 | Friday | 3
129 | 130 | 1 | 6 | 5 | 0 | 0 | 60 | 1 | 6 | Friday | 3
130 | 131 | 1 | 6 | 6 | 0 | 0 | 60 | 1 | 6 | Friday | 3
131 | 132 | 1 | 6 | 7 | 0 | 0 | 60 | 1 | 6 | Friday | 3
132 | 133 | 1 | 6 | 8 | 0 | 0 | 60 | 1 | 6 | Friday | 3
133 | 134 | 1 | 6 | 9 | 0 | 0 | 60 | 1 | 6 | Friday | 3
134 | 135 | 1 | 6 | 10 | 0 | 0 | 60 | 1 | 6 | Friday | 3
135 | 136 | 1 | 6 | 11 | 0 | 0 | 60 | 1 | 6 | Friday | 3
136 | 137 | 1 | 6 | 12 | 0 | 0 | 60 | 1 | 6 | Friday | 3
137 | 138 | 1 | 6 | 13 | 0 | 0 | 60 | 1 | 6 | Friday | 3
138 | 139 | 1 | 6 | 14 | 0 | 0 | 60 | 1 | 6 | Friday | 3
139 | 140 | 1 | 6 | 15 | 0 | 0 | 60 | 1 | 6 | Friday | 3
140 | 141 | 1 | 6 | 16 | 0 | 0 | 60 | 1 | 6 | Friday | 3
141 | 142 | 1 | 6 | 17 | 0 | 0 | 60 | 1 | 6 | Friday | 3
142 | 143 | 1 | 6 | 18 | 0 | 0 | 60 | 1 | 6 | Friday | 3
143 | 144 | 1 | 6 | 19 | 0 | 0 | 60 | 1 | 6 | Friday | 3
144 | 145 | 1 | 6 | 20 | 0 | 0 | 60 | 1 | 6 | Friday | 3
145 | 146 | 1 | 6 | 21 | 0 | 0 | 60 | 1 | 6 | Friday | 3
146 | 147 | 1 | 6 | 22 | 0 | 0 | 60 | 1 | 6 | Friday | 3
147 | 148 | 1 | 6 | 23 | 0 | 0 | 60 | 1 | 6 | Friday | 3
148 | 149 | 1 | 6 | 24 | 0 | 0 | 60 | 1 | 6 | Friday | 3
149 | 150 | 1 | 6 | 24 | 0 | 0 | 1440 | 2 | 6 | Friday | 3
150 | 151 | 1 | 7 | 1 | 0 | 0 | 60 | 1 | 7 | Saturday | 3
151 | 152 | 1 | 7 | 2 | 0 | 0 | 60 | 1 | 7 | Saturday | 3
152 | 153 | 1 | 7 | 3 | 0 | 0 | 60 | 1 | 7 | Saturday | 3
153 | 154 | 1 | 7 | 4 | 0 | 0 | 60 | 1 | 7 | Saturday | 3
154 | 155 | 1 | 7 | 5 | 0 | 0 | 60 | 1 | 7 | Saturday | 3
155 | 156 | 1 | 7 | 6 | 0 | 0 | 60 | 1 | 7 | Saturday | 3
156 | 157 | 1 | 7 | 7 | 0 | 0 | 60 | 1 | 7 | Saturday | 3
157 | 158 | 1 | 7 | 8 | 0 | 0 | 60 | 1 | 7 | Saturday | 3
158 | 159 | 1 | 7 | 9 | 0 | 0 | 60 | 1 | 7 | Saturday | 3
159 | 160 | 1 | 7 | 10 | 0 | 0 | 60 | 1 | 7 | Saturday | 3
160 | 161 | 1 | 7 | 11 | 0 | 0 | 60 | 1 | 7 | Saturday | 3
161 | 162 | 1 | 7 | 12 | 0 | 0 | 60 | 1 | 7 | Saturday | 3
162 | 163 | 1 | 7 | 13 | 0 | 0 | 60 | 1 | 7 | Saturday | 3
163 | 164 | 1 | 7 | 14 | 0 | 0 | 60 | 1 | 7 | Saturday | 3
164 | 165 | 1 | 7 | 15 | 0 | 0 | 60 | 1 | 7 | Saturday | 3
165 | 166 | 1 | 7 | 16 | 0 | 0 | 60 | 1 | 7 | Saturday | 3
166 | 167 | 1 | 7 | 17 | 0 | 0 | 60 | 1 | 7 | Saturday | 3
167 | 168 | 1 | 7 | 18 | 0 | 0 | 60 | 1 | 7 | Saturday | 3
168 | 169 | 1 | 7 | 19 | 0 | 0 | 60 | 1 | 7 | Saturday | 3
169 | 170 | 1 | 7 | 20 | 0 | 0 | 60 | 1 | 7 | Saturday | 3
170 | 171 | 1 | 7 | 21 | 0 | 0 | 60 | 1 | 7 | Saturday | 3
171 | 172 | 1 | 7 | 22 | 0 | 0 | 60 | 1 | 7 | Saturday | 3
172 | 173 | 1 | 7 | 23 | 0 | 0 | 60 | 1 | 7 | Saturday | 3
173 | 174 | 1 | 7 | 24 | 0 | 0 | 60 | 1 | 7 | Saturday | 3
174 | 175 | 1 | 7 | 24 | 0 | 0 | 1440 | 2 | 7 | Saturday | 3
175 | 176 | 1 | 8 | 1 | 0 | 0 | 60 | 1 | 8 | Sunday | 3
176 | 177 | 1 | 8 | 2 | 0 | 0 | 60 | 1 | 8 | Sunday | 3
177 | 178 | 1 | 8 | 3 | 0 | 0 | 60 | 1 | 8 | Sunday | 3
178 | 179 | 1 | 8 | 4 | 0 | 0 | 60 | 1 | 8 | Sunday | 3
179 | 180 | 1 | 8 | 5 | 0 | 0 | 60 | 1 | 8 | Sunday | 3
180 | 181 | 1 | 8 | 6 | 0 | 0 | 60 | 1 | 8 | Sunday | 3
181 | 182 | 1 | 8 | 7 | 0 | 0 | 60 | 1 | 8 | Sunday | 3
182 | 183 | 1 | 8 | 8 | 0 | 0 | 60 | 1 | 8 | Sunday | 3
183 | 184 | 1 | 8 | 9 | 0 | 0 | 60 | 1 | 8 | Sunday | 3
184 | 185 | 1 | 8 | 10 | 0 | 0 | 60 | 1 | 8 | Sunday | 3
185 | 186 | 1 | 8 | 11 | 0 | 0 | 60 | 1 | 8 | Sunday | 3
186 | 187 | 1 | 8 | 12 | 0 | 0 | 60 | 1 | 8 | Sunday | 3
187 | 188 | 1 | 8 | 13 | 0 | 0 | 60 | 1 | 8 | Sunday | 3
188 | 189 | 1 | 8 | 14 | 0 | 0 | 60 | 1 | 8 | Sunday | 3
189 | 190 | 1 | 8 | 15 | 0 | 0 | 60 | 1 | 8 | Sunday | 3
190 | 191 | 1 | 8 | 16 | 0 | 0 | 60 | 1 | 8 | Sunday | 3
191 | 192 | 1 | 8 | 17 | 0 | 0 | 60 | 1 | 8 | Sunday | 3
192 | 193 | 1 | 8 | 18 | 0 | 0 | 60 | 1 | 8 | Sunday | 3
193 | 194 | 1 | 8 | 19 | 0 | 0 | 60 | 1 | 8 | Sunday | 3
194 | 195 | 1 | 8 | 20 | 0 | 0 | 60 | 1 | 8 | Sunday | 3
195 | 196 | 1 | 8 | 21 | 0 | 0 | 60 | 1 | 8 | Sunday | 3
196 | 197 | 1 | 8 | 22 | 0 | 0 | 60 | 1 | 8 | Sunday | 3
197 | 198 | 1 | 8 | 23 | 0 | 0 | 60 | 1 | 8 | Sunday | 3
198 | 199 | 1 | 8 | 24 | 0 | 0 | 60 | 1 | 8 | Sunday | 3
199 | 200 | 1 | 8 | 24 | 0 | 0 | 1440 | 2 | 8 | Sunday | 3
200 | 201 | 1 | 9 | 1 | 0 | 0 | 60 | 1 | 9 | Monday | 3
201 | 202 | 1 | 9 | 2 | 0 | 0 | 60 | 1 | 9 | Monday | 3
202 | 203 | 1 | 9 | 3 | 0 | 0 | 60 | 1 | 9 | Monday | 3
203 | 204 | 1 | 9 | 4 | 0 | 0 | 60 | 1 | 9 | Monday | 3
204 | 205 | 1 | 9 | 5 | 0 | 0 | 60 | 1 | 9 | Monday | 3
205 | 206 | 1 | 9 | 6 | 0 | 0 | 60 | 1 | 9 | Monday | 3
206 | 207 | 1 | 9 | 7 | 0 | 0 | 60 | 1 | 9 | Monday | 3
207 | 208 | 1 | 9 | 8 | 0 | 0 | 60 | 1 | 9 | Monday | 3
208 | 209 | 1 | 9 | 9 | 0 | 0 | 60 | 1 | 9 | Monday | 3
209 | 210 | 1 | 9 | 10 | 0 | 0 | 60 | 1 | 9 | Monday | 3
210 | 211 | 1 | 9 | 11 | 0 | 0 | 60 | 1 | 9 | Monday | 3
211 | 212 | 1 | 9 | 12 | 0 | 0 | 60 | 1 | 9 | Monday | 3
212 | 213 | 1 | 9 | 13 | 0 | 0 | 60 | 1 | 9 | Monday | 3
213 | 214 | 1 | 9 | 14 | 0 | 0 | 60 | 1 | 9 | Monday | 3
214 | 215 | 1 | 9 | 15 | 0 | 0 | 60 | 1 | 9 | Monday | 3
215 | 216 | 1 | 9 | 16 | 0 | 0 | 60 | 1 | 9 | Monday | 3
216 | 217 | 1 | 9 | 17 | 0 | 0 | 60 | 1 | 9 | Monday | 3
217 | 218 | 1 | 9 | 18 | 0 | 0 | 60 | 1 | 9 | Monday | 3
218 | 219 | 1 | 9 | 19 | 0 | 0 | 60 | 1 | 9 | Monday | 3
219 | 220 | 1 | 9 | 20 | 0 | 0 | 60 | 1 | 9 | Monday | 3
220 | 221 | 1 | 9 | 21 | 0 | 0 | 60 | 1 | 9 | Monday | 3
221 | 222 | 1 | 9 | 22 | 0 | 0 | 60 | 1 | 9 | Monday | 3
222 | 223 | 1 | 9 | 23 | 0 | 0 | 60 | 1 | 9 | Monday | 3
223 | 224 | 1 | 9 | 24 | 0 | 0 | 60 | 1 | 9 | Monday | 3
224 | 225 | 1 | 9 | 24 | 0 | 0 | 1440 | 2 | 9 | Monday | 3
225 | 226 | 1 | 10 | 1 | 0 | 0 | 60 | 1 | 10 | Tuesday | 3
226 | 227 | 1 | 10 | 2 | 0 | 0 | 60 | 1 | 10 | Tuesday | 3
227 | 228 | 1 | 10 | 3 | 0 | 0 | 60 | 1 | 10 | Tuesday | 3
228 | 229 | 1 | 10 | 4 | 0 | 0 | 60 | 1 | 10 | Tuesday | 3
229 | 230 | 1 | 10 | 5 | 0 | 0 | 60 | 1 | 10 | Tuesday | 3
230 | 231 | 1 | 10 | 6 | 0 | 0 | 60 | 1 | 10 | Tuesday | 3
231 | 232 | 1 | 10 | 7 | 0 | 0 | 60 | 1 | 10 | Tuesday | 3
232 | 233 | 1 | 10 | 8 | 0 | 0 | 60 | 1 | 10 | Tuesday | 3
233 | 234 | 1 | 10 | 9 | 0 | 0 | 60 | 1 | 10 | Tuesday | 3
234 | 235 | 1 | 10 | 10 | 0 | 0 | 60 | 1 | 10 | Tuesday | 3
235 | 236 | 1 | 10 | 11 | 0 | 0 | 60 | 1 | 10 | Tuesday | 3
236 | 237 | 1 | 10 | 12 | 0 | 0 | 60 | 1 | 10 | Tuesday | 3
237 | 238 | 1 | 10 | 13 | 0 | 0 | 60 | 1 | 10 | Tuesday | 3
238 | 239 | 1 | 10 | 14 | 0 | 0 | 60 | 1 | 10 | Tuesday | 3
239 | 240 | 1 | 10 | 15 | 0 | 0 | 60 | 1 | 10 | Tuesday | 3
240 | 241 | 1 | 10 | 16 | 0 | 0 | 60 | 1 | 10 | Tuesday | 3
241 | 242 | 1 | 10 | 17 | 0 | 0 | 60 | 1 | 10 | Tuesday | 3
242 | 243 | 1 | 10 | 18 | 0 | 0 | 60 | 1 | 10 | Tuesday | 3
243 | 244 | 1 | 10 | 19 | 0 | 0 | 60 | 1 | 10 | Tuesday | 3
244 | 245 | 1 | 10 | 20 | 0 | 0 | 60 | 1 | 10 | Tuesday | 3
245 | 246 | 1 | 10 | 21 | 0 | 0 | 60 | 1 | 10 | Tuesday | 3
246 | 247 | 1 | 10 | 22 | 0 | 0 | 60 | 1 | 10 | Tuesday | 3
247 | 248 | 1 | 10 | 23 | 0 | 0 | 60 | 1 | 10 | Tuesday | 3
248 | 249 | 1 | 10 | 24 | 0 | 0 | 60 | 1 | 10 | Tuesday | 3
249 | 250 | 1 | 10 | 24 | 0 | 0 | 1440 | 2 | 10 | Tuesday | 3
250 | 251 | 1 | 11 | 1 | 0 | 0 | 60 | 1 | 11 | Wednesday | 3
251 | 252 | 1 | 11 | 2 | 0 | 0 | 60 | 1 | 11 | Wednesday | 3
252 | 253 | 1 | 11 | 3 | 0 | 0 | 60 | 1 | 11 | Wednesday | 3
253 | 254 | 1 | 11 | 4 | 0 | 0 | 60 | 1 | 11 | Wednesday | 3
254 | 255 | 1 | 11 | 5 | 0 | 0 | 60 | 1 | 11 | Wednesday | 3
255 | 256 | 1 | 11 | 6 | 0 | 0 | 60 | 1 | 11 | Wednesday | 3
256 | 257 | 1 | 11 | 7 | 0 | 0 | 60 | 1 | 11 | Wednesday | 3
257 | 258 | 1 | 11 | 8 | 0 | 0 | 60 | 1 | 11 | Wednesday | 3
258 | 259 | 1 | 11 | 9 | 0 | 0 | 60 | 1 | 11 | Wednesday | 3
259 | 260 | 1 | 11 | 10 | 0 | 0 | 60 | 1 | 11 | Wednesday | 3
260 | 261 | 1 | 11 | 11 | 0 | 0 | 60 | 1 | 11 | Wednesday | 3
261 | 262 | 1 | 11 | 12 | 0 | 0 | 60 | 1 | 11 | Wednesday | 3
262 | 263 | 1 | 11 | 13 | 0 | 0 | 60 | 1 | 11 | Wednesday | 3
263 | 264 | 1 | 11 | 14 | 0 | 0 | 60 | 1 | 11 | Wednesday | 3
264 | 265 | 1 | 11 | 15 | 0 | 0 | 60 | 1 | 11 | Wednesday | 3
265 | 266 | 1 | 11 | 16 | 0 | 0 | 60 | 1 | 11 | Wednesday | 3
266 | 267 | 1 | 11 | 17 | 0 | 0 | 60 | 1 | 11 | Wednesday | 3
267 | 268 | 1 | 11 | 18 | 0 | 0 | 60 | 1 | 11 | Wednesday | 3
268 | 269 | 1 | 11 | 19 | 0 | 0 | 60 | 1 | 11 | Wednesday | 3
269 | 270 | 1 | 11 | 20 | 0 | 0 | 60 | 1 | 11 | Wednesday | 3
270 | 271 | 1 | 11 | 21 | 0 | 0 | 60 | 1 | 11 | Wednesday | 3
271 | 272 | 1 | 11 | 22 | 0 | 0 | 60 | 1 | 11 | Wednesday | 3
272 | 273 | 1 | 11 | 23 | 0 | 0 | 60 | 1 | 11 | Wednesday | 3
273 | 274 | 1 | 11 | 24 | 0 | 0 | 60 | 1 | 11 | Wednesday | 3
274 | 275 | 1 | 11 | 24 | 0 | 0 | 1440 | 2 | 11 | Wednesday | 3
275 | 276 | 1 | 12 | 1 | 0 | 0 | 60 | 1 | 12 | Thursday | 3
276 | 277 | 1 | 12 | 2 | 0 | 0 | 60 | 1 | 12 | Thursday | 3
277 | 278 | 1 | 12 | 3 | 0 | 0 | 60 | 1 | 12 | Thursday | 3
278 | 279 | 1 | 12 | 4 | 0 | 0 | 60 | 1 | 12 | Thursday | 3
279 | 280 | 1 | 12 | 5 | 0 | 0 | 60 | 1 | 12 | Thursday | 3
280 | 281 | 1 | 12 | 6 | 0 | 0 | 60 | 1 | 12 | Thursday | 3
281 | 282 | 1 | 12 | 7 | 0 | 0 | 60 | 1 | 12 | Thursday | 3
282 | 283 | 1 | 12 | 8 | 0 | 0 | 60 | 1 | 12 | Thursday | 3
283 | 284 | 1 | 12 | 9 | 0 | 0 | 60 | 1 | 12 | Thursday | 3
284 | 285 | 1 | 12 | 10 | 0 | 0 | 60 | 1 | 12 | Thursday | 3
285 | 286 | 1 | 12 | 11 | 0 | 0 | 60 | 1 | 12 | Thursday | 3
286 | 287 | 1 | 12 | 12 | 0 | 0 | 60 | 1 | 12 | Thursday | 3
287 | 288 | 1 | 12 | 13 | 0 | 0 | 60 | 1 | 12 | Thursday | 3
288 | 289 | 1 | 12 | 14 | 0 | 0 | 60 | 1 | 12 | Thursday | 3
289 | 290 | 1 | 12 | 15 | 0 | 0 | 60 | 1 | 12 | Thursday | 3
290 | 291 | 1 | 12 | 16 | 0 | 0 | 60 | 1 | 12 | Thursday | 3
291 | 292 | 1 | 12 | 17 | 0 | 0 | 60 | 1 | 12 | Thursday | 3
292 | 293 | 1 | 12 | 18 | 0 | 0 | 60 | 1 | 12 | Thursday | 3
293 | 294 | 1 | 12 | 19 | 0 | 0 | 60 | 1 | 12 | Thursday | 3
294 | 295 | 1 | 12 | 20 | 0 | 0 | 60 | 1 | 12 | Thursday | 3
295 | 296 | 1 | 12 | 21 | 0 | 0 | 60 | 1 | 12 | Thursday | 3
296 | 297 | 1 | 12 | 22 | 0 | 0 | 60 | 1 | 12 | Thursday | 3
297 | 298 | 1 | 12 | 23 | 0 | 0 | 60 | 1 | 12 | Thursday | 3
298 | 299 | 1 | 12 | 24 | 0 | 0 | 60 | 1 | 12 | Thursday | 3
299 | 300 | 1 | 12 | 24 | 0 | 0 | 1440 | 2 | 12 | Thursday | 3
300 | 301 | 1 | 13 | 1 | 0 | 0 | 60 | 1 | 13 | Friday | 3
301 | 302 | 1 | 13 | 2 | 0 | 0 | 60 | 1 | 13 | Friday | 3
302 | 303 | 1 | 13 | 3 | 0 | 0 | 60 | 1 | 13 | Friday | 3
303 | 304 | 1 | 13 | 4 | 0 | 0 | 60 | 1 | 13 | Friday | 3
304 | 305 | 1 | 13 | 5 | 0 | 0 | 60 | 1 | 13 | Friday | 3
305 | 306 | 1 | 13 | 6 | 0 | 0 | 60 | 1 | 13 | Friday | 3
306 | 307 | 1 | 13 | 7 | 0 | 0 | 60 | 1 | 13 | Friday | 3
307 | 308 | 1 | 13 | 8 | 0 | 0 | 60 | 1 | 13 | Friday | 3
308 | 309 | 1 | 13 | 9 | 0 | 0 | 60 | 1 | 13 | Friday | 3
309 | 310 | 1 | 13 | 10 | 0 | 0 | 60 | 1 | 13 | Friday | 3
310 | 311 | 1 | 13 | 11 | 0 | 0 | 60 | 1 | 13 | Friday | 3
311 | 312 | 1 | 13 | 12 | 0 | 0 | 60 | 1 | 13 | Friday | 3
312 | 313 | 1 | 13 | 13 | 0 | 0 | 60 | 1 | 13 | Friday | 3
313 | 314 | 1 | 13 | 14 | 0 | 0 | 60 | 1 | 13 | Friday | 3
314 | 315 | 1 | 13 | 15 | 0 | 0 | 60 | 1 | 13 | Friday | 3
315 | 316 | 1 | 13 | 16 | 0 | 0 | 60 | 1 | 13 | Friday | 3
316 | 317 | 1 | 13 | 17 | 0 | 0 | 60 | 1 | 13 | Friday | 3
317 | 318 | 1 | 13 | 18 | 0 | 0 | 60 | 1 | 13 | Friday | 3
318 | 319 | 1 | 13 | 19 | 0 | 0 | 60 | 1 | 13 | Friday | 3
319 | 320 | 1 | 13 | 20 | 0 | 0 | 60 | 1 | 13 | Friday | 3
320 | 321 | 1 | 13 | 21 | 0 | 0 | 60 | 1 | 13 | Friday | 3
321 | 322 | 1 | 13 | 22 | 0 | 0 | 60 | 1 | 13 | Friday | 3
322 | 323 | 1 | 13 | 23 | 0 | 0 | 60 | 1 | 13 | Friday | 3
323 | 324 | 1 | 13 | 24 | 0 | 0 | 60 | 1 | 13 | Friday | 3
324 | 325 | 1 | 13 | 24 | 0 | 0 | 1440 | 2 | 13 | Friday | 3
325 | 326 | 1 | 14 | 1 | 0 | 0 | 60 | 1 | 14 | Saturday | 3
326 | 327 | 1 | 14 | 2 | 0 | 0 | 60 | 1 | 14 | Saturday | 3
327 | 328 | 1 | 14 | 3 | 0 | 0 | 60 | 1 | 14 | Saturday | 3
328 | 329 | 1 | 14 | 4 | 0 | 0 | 60 | 1 | 14 | Saturday | 3
329 | 330 | 1 | 14 | 5 | 0 | 0 | 60 | 1 | 14 | Saturday | 3
330 | 331 | 1 | 14 | 6 | 0 | 0 | 60 | 1 | 14 | Saturday | 3
331 | 332 | 1 | 14 | 7 | 0 | 0 | 60 | 1 | 14 | Saturday | 3
332 | 333 | 1 | 14 | 8 | 0 | 0 | 60 | 1 | 14 | Saturday | 3
333 | 334 | 1 | 14 | 9 | 0 | 0 | 60 | 1 | 14 | Saturday | 3
334 | 335 | 1 | 14 | 10 | 0 | 0 | 60 | 1 | 14 | Saturday | 3
335 | 336 | 1 | 14 | 11 | 0 | 0 | 60 | 1 | 14 | Saturday | 3
336 | 337 | 1 | 14 | 12 | 0 | 0 | 60 | 1 | 14 | Saturday | 3
337 | 338 | 1 | 14 | 13 | 0 | 0 | 60 | 1 | 14 | Saturday | 3
338 | 339 | 1 | 14 | 14 | 0 | 0 | 60 | 1 | 14 | Saturday | 3
339 | 340 | 1 | 14 | 15 | 0 | 0 | 60 | 1 | 14 | Saturday | 3
340 | 341 | 1 | 14 | 16 | 0 | 0 | 60 | 1 | 14 | Saturday | 3
341 | 342 | 1 | 14 | 17 | 0 | 0 | 60 | 1 | 14 | Saturday | 3
342 | 343 | 1 | 14 | 18 | 0 | 0 | 60 | 1 | 14 | Saturday | 3
343 | 344 | 1 | 14 | 19 | 0 | 0 | 60 | 1 | 14 | Saturday | 3
344 | 345 | 1 | 14 | 20 | 0 | 0 | 60 | 1 | 14 | Saturday | 3
345 | 346 | 1 | 14 | 21 | 0 | 0 | 60 | 1 | 14 | Saturday | 3
346 | 347 | 1 | 14 | 22 | 0 | 0 | 60 | 1 | 14 | Saturday | 3
347 | 348 | 1 | 14 | 23 | 0 | 0 | 60 | 1 | 14 | Saturday | 3
348 | 349 | 1 | 14 | 24 | 0 | 0 | 60 | 1 | 14 | Saturday | 3
349 | 350 | 1 | 14 | 24 | 0 | 0 | 1440 | 2 | 14 | Saturday | 3
350 | 351 | 1 | 15 | 1 | 0 | 0 | 60 | 1 | 15 | Sunday | 3
351 | 352 | 1 | 15 | 2 | 0 | 0 | 60 | 1 | 15 | Sunday | 3
352 | 353 | 1 | 15 | 3 | 0 | 0 | 60 | 1 | 15 | Sunday | 3
353 | 354 | 1 | 15 | 4 | 0 | 0 | 60 | 1 | 15 | Sunday | 3
354 | 355 | 1 | 15 | 5 | 0 | 0 | 60 | 1 | 15 | Sunday | 3
355 | 356 | 1 | 15 | 6 | 0 | 0 | 60 | 1 | 15 | Sunday | 3
356 | 357 | 1 | 15 | 7 | 0 | 0 | 60 | 1 | 15 | Sunday | 3
357 | 358 | 1 | 15 | 8 | 0 | 0 | 60 | 1 | 15 | Sunday | 3
358 | 359 | 1 | 15 | 9 | 0 | 0 | 60 | 1 | 15 | Sunday | 3
359 | 360 | 1 | 15 | 10 | 0 | 0 | 60 | 1 | 15 | Sunday | 3
360 | 361 | 1 | 15 | 11 | 0 | 0 | 60 | 1 | 15 | Sunday | 3
361 | 362 | 1 | 15 | 12 | 0 | 0 | 60 | 1 | 15 | Sunday | 3
362 | 363 | 1 | 15 | 13 | 0 | 0 | 60 | 1 | 15 | Sunday | 3
363 | 364 | 1 | 15 | 14 | 0 | 0 | 60 | 1 | 15 | Sunday | 3
364 | 365 | 1 | 15 | 15 | 0 | 0 | 60 | 1 | 15 | Sunday | 3
365 | 366 | 1 | 15 | 16 | 0 | 0 | 60 | 1 | 15 | Sunday | 3
366 | 367 | 1 | 15 | 17 | 0 | 0 | 60 | 1 | 15 | Sunday | 3
367 | 368 | 1 | 15 | 18 | 0 | 0 | 60 | 1 | 15 | Sunday | 3
368 | 369 | 1 | 15 | 19 | 0 | 0 | 60 | 1 | 15 | Sunday | 3
369 | 370 | 1 | 15 | 20 | 0 | 0 | 60 | 1 | 15 | Sunday | 3
370 | 371 | 1 | 15 | 21 | 0 | 0 | 60 | 1 | 15 | Sunday | 3
371 | 372 | 1 | 15 | 22 | 0 | 0 | 60 | 1 | 15 | Sunday | 3
372 | 373 | 1 | 15 | 23 | 0 | 0 | 60 | 1 | 15 | Sunday | 3
373 | 374 | 1 | 15 | 24 | 0 | 0 | 60 | 1 | 15 | Sunday | 3
374 | 375 | 1 | 15 | 24 | 0 | 0 | 1440 | 2 | 15 | Sunday | 3
375 | 376 | 1 | 16 | 1 | 0 | 0 | 60 | 1 | 16 | Monday | 3
376 | 377 | 1 | 16 | 2 | 0 | 0 | 60 | 1 | 16 | Monday | 3
377 | 378 | 1 | 16 | 3 | 0 | 0 | 60 | 1 | 16 | Monday | 3
378 | 379 | 1 | 16 | 4 | 0 | 0 | 60 | 1 | 16 | Monday | 3
379 | 380 | 1 | 16 | 5 | 0 | 0 | 60 | 1 | 16 | Monday | 3
380 | 381 | 1 | 16 | 6 | 0 | 0 | 60 | 1 | 16 | Monday | 3
381 | 382 | 1 | 16 | 7 | 0 | 0 | 60 | 1 | 16 | Monday | 3
382 | 383 | 1 | 16 | 8 | 0 | 0 | 60 | 1 | 16 | Monday | 3
383 | 384 | 1 | 16 | 9 | 0 | 0 | 60 | 1 | 16 | Monday | 3
384 | 385 | 1 | 16 | 10 | 0 | 0 | 60 | 1 | 16 | Monday | 3
385 | 386 | 1 | 16 | 11 | 0 | 0 | 60 | 1 | 16 | Monday | 3
386 | 387 | 1 | 16 | 12 | 0 | 0 | 60 | 1 | 16 | Monday | 3
387 | 388 | 1 | 16 | 13 | 0 | 0 | 60 | 1 | 16 | Monday | 3
388 | 389 | 1 | 16 | 14 | 0 | 0 | 60 | 1 | 16 | Monday | 3
389 | 390 | 1 | 16 | 15 | 0 | 0 | 60 | 1 | 16 | Monday | 3
390 | 391 | 1 | 16 | 16 | 0 | 0 | 60 | 1 | 16 | Monday | 3
391 | 392 | 1 | 16 | 17 | 0 | 0 | 60 | 1 | 16 | Monday | 3
392 | 393 | 1 | 16 | 18 | 0 | 0 | 60 | 1 | 16 | Monday | 3
393 | 394 | 1 | 16 | 19 | 0 | 0 | 60 | 1 | 16 | Monday | 3
394 | 395 | 1 | 16 | 20 | 0 | 0 | 60 | 1 | 16 | Monday | 3
395 | 396 | 1 | 16 | 21 | 0 | 0 | 60 | 1 | 16 | Monday | 3
396 | 397 | 1 | 16 | 22 | 0 | 0 | 60 | 1 | 16 | Monday | 3
397 | 398 | 1 | 16 | 23 | 0 | 0 | 60 | 1 | 16 | Monday | 3
398 | 399 | 1 | 16 | 24 | 0 | 0 | 60 | 1 | 16 | Monday | 3
399 | 400 | 1 | 16 | 24 | 0 | 0 | 1440 | 2 | 16 | Monday | 3
400 | 401 | 1 | 17 | 1 | 0 | 0 | 60 | 1 | 17 | Tuesday | 3
401 | 402 | 1 | 17 | 2 | 0 | 0 | 60 | 1 | 17 | Tuesday | 3
402 | 403 | 1 | 17 | 3 | 0 | 0 | 60 | 1 | 17 | Tuesday | 3
403 | 404 | 1 | 17 | 4 | 0 | 0 | 60 | 1 | 17 | Tuesday | 3
404 | 405 | 1 | 17 | 5 | 0 | 0 | 60 | 1 | 17 | Tuesday | 3
405 | 406 | 1 | 17 | 6 | 0 | 0 | 60 | 1 | 17 | Tuesday | 3
406 | 407 | 1 | 17 | 7 | 0 | 0 | 60 | 1 | 17 | Tuesday | 3
407 | 408 | 1 | 17 | 8 | 0 | 0 | 60 | 1 | 17 | Tuesday | 3
408 | 409 | 1 | 17 | 9 | 0 | 0 | 60 | 1 | 17 | Tuesday | 3
409 | 410 | 1 | 17 | 10 | 0 | 0 | 60 | 1 | 17 | Tuesday | 3
410 | 411 | 1 | 17 | 11 | 0 | 0 | 60 | 1 | 17 | Tuesday | 3
411 | 412 | 1 | 17 | 12 | 0 | 0 | 60 | 1 | 17 | Tuesday | 3
412 | 413 | 1 | 17 | 13 | 0 | 0 | 60 | 1 | 17 | Tuesday | 3
413 | 414 | 1 | 17 | 14 | 0 | 0 | 60 | 1 | 17 | Tuesday | 3
414 | 415 | 1 | 17 | 15 | 0 | 0 | 60 | 1 | 17 | Tuesday | 3
415 | 416 | 1 | 17 | 16 | 0 | 0 | 60 | 1 | 17 | Tuesday | 3
416 | 417 | 1 | 17 | 17 | 0 | 0 | 60 | 1 | 17 | Tuesday | 3
417 | 418 | 1 | 17 | 18 | 0 | 0 | 60 | 1 | 17 | Tuesday | 3
418 | 419 | 1 | 17 | 19 | 0 | 0 | 60 | 1 | 17 | Tuesday | 3
419 | 420 | 1 | 17 | 20 | 0 | 0 | 60 | 1 | 17 | Tuesday | 3
420 | 421 | 1 | 17 | 21 | 0 | 0 | 60 | 1 | 17 | Tuesday | 3
421 | 422 | 1 | 17 | 22 | 0 | 0 | 60 | 1 | 17 | Tuesday | 3
422 | 423 | 1 | 17 | 23 | 0 | 0 | 60 | 1 | 17 | Tuesday | 3
423 | 424 | 1 | 17 | 24 | 0 | 0 | 60 | 1 | 17 | Tuesday | 3
424 | 425 | 1 | 17 | 24 | 0 | 0 | 1440 | 2 | 17 | Tuesday | 3
425 | 426 | 1 | 18 | 1 | 0 | 0 | 60 | 1 | 18 | Wednesday | 3
426 | 427 | 1 | 18 | 2 | 0 | 0 | 60 | 1 | 18 | Wednesday | 3
427 | 428 | 1 | 18 | 3 | 0 | 0 | 60 | 1 | 18 | Wednesday | 3
428 | 429 | 1 | 18 | 4 | 0 | 0 | 60 | 1 | 18 | Wednesday | 3
429 | 430 | 1 | 18 | 5 | 0 | 0 | 60 | 1 | 18 | Wednesday | 3
430 | 431 | 1 | 18 | 6 | 0 | 0 | 60 | 1 | 18 | Wednesday | 3
431 | 432 | 1 | 18 | 7 | 0 | 0 | 60 | 1 | 18 | Wednesday | 3
432 | 433 | 1 | 18 | 8 | 0 | 0 | 60 | 1 | 18 | Wednesday | 3
433 | 434 | 1 | 18 | 9 | 0 | 0 | 60 | 1 | 18 | Wednesday | 3
434 | 435 | 1 | 18 | 10 | 0 | 0 | 60 | 1 | 18 | Wednesday | 3
435 | 436 | 1 | 18 | 11 | 0 | 0 | 60 | 1 | 18 | Wednesday | 3
436 | 437 | 1 | 18 | 12 | 0 | 0 | 60 | 1 | 18 | Wednesday | 3
437 | 438 | 1 | 18 | 13 | 0 | 0 | 60 | 1 | 18 | Wednesday | 3
438 | 439 | 1 | 18 | 14 | 0 | 0 | 60 | 1 | 18 | Wednesday | 3
439 | 440 | 1 | 18 | 15 | 0 | 0 | 60 | 1 | 18 | Wednesday | 3
440 | 441 | 1 | 18 | 16 | 0 | 0 | 60 | 1 | 18 | Wednesday | 3
441 | 442 | 1 | 18 | 17 | 0 | 0 | 60 | 1 | 18 | Wednesday | 3
442 | 443 | 1 | 18 | 18 | 0 | 0 | 60 | 1 | 18 | Wednesday | 3
443 | 444 | 1 | 18 | 19 | 0 | 0 | 60 | 1 | 18 | Wednesday | 3
444 | 445 | 1 | 18 | 20 | 0 | 0 | 60 | 1 | 18 | Wednesday | 3
445 | 446 | 1 | 18 | 21 | 0 | 0 | 60 | 1 | 18 | Wednesday | 3
446 | 447 | 1 | 18 | 22 | 0 | 0 | 60 | 1 | 18 | Wednesday | 3
447 | 448 | 1 | 18 | 23 | 0 | 0 | 60 | 1 | 18 | Wednesday | 3
448 | 449 | 1 | 18 | 24 | 0 | 0 | 60 | 1 | 18 | Wednesday | 3
449 | 450 | 1 | 18 | 24 | 0 | 0 | 1440 | 2 | 18 | Wednesday | 3
450 | 451 | 1 | 19 | 1 | 0 | 0 | 60 | 1 | 19 | Thursday | 3
451 | 452 | 1 | 19 | 2 | 0 | 0 | 60 | 1 | 19 | Thursday | 3
452 | 453 | 1 | 19 | 3 | 0 | 0 | 60 | 1 | 19 | Thursday | 3
453 | 454 | 1 | 19 | 4 | 0 | 0 | 60 | 1 | 19 | Thursday | 3
454 | 455 | 1 | 19 | 5 | 0 | 0 | 60 | 1 | 19 | Thursday | 3
455 | 456 | 1 | 19 | 6 | 0 | 0 | 60 | 1 | 19 | Thursday | 3
456 | 457 | 1 | 19 | 7 | 0 | 0 | 60 | 1 | 19 | Thursday | 3
457 | 458 | 1 | 19 | 8 | 0 | 0 | 60 | 1 | 19 | Thursday | 3
458 | 459 | 1 | 19 | 9 | 0 | 0 | 60 | 1 | 19 | Thursday | 3
459 | 460 | 1 | 19 | 10 | 0 | 0 | 60 | 1 | 19 | Thursday | 3
460 | 461 | 1 | 19 | 11 | 0 | 0 | 60 | 1 | 19 | Thursday | 3
461 | 462 | 1 | 19 | 12 | 0 | 0 | 60 | 1 | 19 | Thursday | 3
462 | 463 | 1 | 19 | 13 | 0 | 0 | 60 | 1 | 19 | Thursday | 3
463 | 464 | 1 | 19 | 14 | 0 | 0 | 60 | 1 | 19 | Thursday | 3
464 | 465 | 1 | 19 | 15 | 0 | 0 | 60 | 1 | 19 | Thursday | 3
465 | 466 | 1 | 19 | 16 | 0 | 0 | 60 | 1 | 19 | Thursday | 3
466 | 467 | 1 | 19 | 17 | 0 | 0 | 60 | 1 | 19 | Thursday | 3
467 | 468 | 1 | 19 | 18 | 0 | 0 | 60 | 1 | 19 | Thursday | 3
468 | 469 | 1 | 19 | 19 | 0 | 0 | 60 | 1 | 19 | Thursday | 3
469 | 470 | 1 | 19 | 20 | 0 | 0 | 60 | 1 | 19 | Thursday | 3
470 | 471 | 1 | 19 | 21 | 0 | 0 | 60 | 1 | 19 | Thursday | 3
471 | 472 | 1 | 19 | 22 | 0 | 0 | 60 | 1 | 19 | Thursday | 3
472 | 473 | 1 | 19 | 23 | 0 | 0 | 60 | 1 | 19 | Thursday | 3
473 | 474 | 1 | 19 | 24 | 0 | 0 | 60 | 1 | 19 | Thursday | 3
474 | 475 | 1 | 19 | 24 | 0 | 0 | 1440 | 2 | 19 | Thursday | 3
475 | 476 | 1 | 20 | 1 | 0 | 0 | 60 | 1 | 20 | Friday | 3
476 | 477 | 1 | 20 | 2 | 0 | 0 | 60 | 1 | 20 | Friday | 3
477 | 478 | 1 | 20 | 3 | 0 | 0 | 60 | 1 | 20 | Friday | 3
478 | 479 | 1 | 20 | 4 | 0 | 0 | 60 | 1 | 20 | Friday | 3
479 | 480 | 1 | 20 | 5 | 0 | 0 | 60 | 1 | 20 | Friday | 3
480 | 481 | 1 | 20 | 6 | 0 | 0 | 60 | 1 | 20 | Friday | 3
481 | 482 | 1 | 20 | 7 | 0 | 0 | 60 | 1 | 20 | Friday | 3
482 | 483 | 1 | 20 | 8 | 0 | 0 | 60 | 1 | 20 | Friday | 3
483 | 484 | 1 | 20 | 9 | 0 | 0 | 60 | 1 | 20 | Friday | 3
484 | 485 | 1 | 20 | 10 | 0 | 0 | 60 | 1 | 20 | Friday | 3
485 | 486 | 1 | 20 | 11 | 0 | 0 | 60 | 1 | 20 | Friday | 3
486 | 487 | 1 | 20 | 12 | 0 | 0 | 60 | 1 | 20 | Friday | 3
487 | 488 | 1 | 20 | 13 | 0 | 0 | 60 | 1 | 20 | Friday | 3
488 | 489 | 1 | 20 | 14 | 0 | 0 | 60 | 1 | 20 | Friday | 3
489 | 490 | 1 | 20 | 15 | 0 | 0 | 60 | 1 | 20 | Friday | 3
490 | 491 | 1 | 20 | 16 | 0 | 0 | 60 | 1 | 20 | Friday | 3
491 | 492 | 1 | 20 | 17 | 0 | 0 | 60 | 1 | 20 | Friday | 3
492 | 493 | 1 | 20 | 18 | 0 | 0 | 60 | 1 | 20 | Friday | 3
493 | 494 | 1 | 20 | 19 | 0 | 0 | 60 | 1 | 20 | Friday | 3
494 | 495 | 1 | 20 | 20 | 0 | 0 | 60 | 1 | 20 | Friday | 3
495 | 496 | 1 | 20 | 21 | 0 | 0 | 60 | 1 | 20 | Friday | 3
496 | 497 | 1 | 20 | 22 | 0 | 0 | 60 | 1 | 20 | Friday | 3
497 | 498 | 1 | 20 | 23 | 0 | 0 | 60 | 1 | 20 | Friday | 3
498 | 499 | 1 | 20 | 24 | 0 | 0 | 60 | 1 | 20 | Friday | 3
499 | 500 | 1 | 20 | 24 | 0 | 0 | 1440 | 2 | 20 | Friday | 3
500 | 501 | 1 | 21 | 1 | 0 | 0 | 60 | 1 | 21 | Saturday | 3
501 | 502 | 1 | 21 | 2 | 0 | 0 | 60 | 1 | 21 | Saturday | 3
502 | 503 | 1 | 21 | 3 | 0 | 0 | 60 | 1 | 21 | Saturday | 3
503 | 504 | 1 | 21 | 4 | 0 | 0 | 60 | 1 | 21 | Saturday | 3
504 | 505 | 1 | 21 | 5 | 0 | 0 | 60 | 1 | 21 | Saturday | 3
505 | 506 | 1 | 21 | 6 | 0 | 0 | 60 | 1 | 21 | Saturday | 3
506 | 507 | 1 | 21 | 7 | 0 | 0 | 60 | 1 | 21 | Saturday | 3
507 | 508 | 1 | 21 | 8 | 0 | 0 | 60 | 1 | 21 | Saturday | 3
508 | 509 | 1 | 21 | 9 | 0 | 0 | 60 | 1 | 21 | Saturday | 3
509 | 510 | 1 | 21 | 10 | 0 | 0 | 60 | 1 | 21 | Saturday | 3
510 | 511 | 1 | 21 | 11 | 0 | 0 | 60 | 1 | 21 | Saturday | 3
511 | 512 | 1 | 21 | 12 | 0 | 0 | 60 | 1 | 21 | Saturday | 3
512 | 513 | 1 | 21 | 13 | 0 | 0 | 60 | 1 | 21 | Saturday | 3
513 | 514 | 1 | 21 | 14 | 0 | 0 | 60 | 1 | 21 | Saturday | 3
514 | 515 | 1 | 21 | 15 | 0 | 0 | 60 | 1 | 21 | Saturday | 3
515 | 516 | 1 | 21 | 16 | 0 | 0 | 60 | 1 | 21 | Saturday | 3
516 | 517 | 1 | 21 | 17 | 0 | 0 | 60 | 1 | 21 | Saturday | 3
517 | 518 | 1 | 21 | 18 | 0 | 0 | 60 | 1 | 21 | Saturday | 3
518 | 519 | 1 | 21 | 19 | 0 | 0 | 60 | 1 | 21 | Saturday | 3
519 | 520 | 1 | 21 | 20 | 0 | 0 | 60 | 1 | 21 | Saturday | 3
520 | 521 | 1 | 21 | 21 | 0 | 0 | 60 | 1 | 21 | Saturday | 3
521 | 522 | 1 | 21 | 22 | 0 | 0 | 60 | 1 | 21 | Saturday | 3
522 | 523 | 1 | 21 | 23 | 0 | 0 | 60 | 1 | 21 | Saturday | 3
523 | 524 | 1 | 21 | 24 | 0 | 0 | 60 | 1 | 21 | Saturday | 3
524 | 525 | 1 | 21 | 24 | 0 | 0 | 1440 | 2 | 21 | Saturday | 3
525 | 526 | 1 | 22 | 1 | 0 | 0 | 60 | 1 | 22 | Sunday | 3
526 | 527 | 1 | 22 | 2 | 0 | 0 | 60 | 1 | 22 | Sunday | 3
527 | 528 | 1 | 22 | 3 | 0 | 0 | 60 | 1 | 22 | Sunday | 3
528 | 529 | 1 | 22 | 4 | 0 | 0 | 60 | 1 | 22 | Sunday | 3
529 | 530 | 1 | 22 | 5 | 0 | 0 | 60 | 1 | 22 | Sunday | 3
530 | 531 | 1 | 22 | 6 | 0 | 0 | 60 | 1 | 22 | Sunday | 3
531 | 532 | 1 | 22 | 7 | 0 | 0 | 60 | 1 | 22 | Sunday | 3
532 | 533 | 1 | 22 | 8 | 0 | 0 | 60 | 1 | 22 | Sunday | 3
533 | 534 | 1 | 22 | 9 | 0 | 0 | 60 | 1 | 22 | Sunday | 3
534 | 535 | 1 | 22 | 10 | 0 | 0 | 60 | 1 | 22 | Sunday | 3
535 | 536 | 1 | 22 | 11 | 0 | 0 | 60 | 1 | 22 | Sunday | 3
536 | 537 | 1 | 22 | 12 | 0 | 0 | 60 | 1 | 22 | Sunday | 3
537 | 538 | 1 | 22 | 13 | 0 | 0 | 60 | 1 | 22 | Sunday | 3
538 | 539 | 1 | 22 | 14 | 0 | 0 | 60 | 1 | 22 | Sunday | 3
539 | 540 | 1 | 22 | 15 | 0 | 0 | 60 | 1 | 22 | Sunday | 3
540 | 541 | 1 | 22 | 16 | 0 | 0 | 60 | 1 | 22 | Sunday | 3
541 | 542 | 1 | 22 | 17 | 0 | 0 | 60 | 1 | 22 | Sunday | 3
542 | 543 | 1 | 22 | 18 | 0 | 0 | 60 | 1 | 22 | Sunday | 3
543 | 544 | 1 | 22 | 19 | 0 | 0 | 60 | 1 | 22 | Sunday | 3
544 | 545 | 1 | 22 | 20 | 0 | 0 | 60 | 1 | 22 | Sunday | 3
545 | 546 | 1 | 22 | 21 | 0 | 0 | 60 | 1 | 22 | Sunday | 3
546 | 547 | 1 | 22 | 22 | 0 | 0 | 60 | 1 | 22 | Sunday | 3
547 | 548 | 1 | 22 | 23 | 0 | 0 | 60 | 1 | 22 | Sunday | 3
548 | 549 | 1 | 22 | 24 | 0 | 0 | 60 | 1 | 22 | Sunday | 3
549 | 550 | 1 | 22 | 24 | 0 | 0 | 1440 | 2 | 22 | Sunday | 3
550 | 551 | 1 | 23 | 1 | 0 | 0 | 60 | 1 | 23 | Monday | 3
551 | 552 | 1 | 23 | 2 | 0 | 0 | 60 | 1 | 23 | Monday | 3
552 | 553 | 1 | 23 | 3 | 0 | 0 | 60 | 1 | 23 | Monday | 3
553 | 554 | 1 | 23 | 4 | 0 | 0 | 60 | 1 | 23 | Monday | 3
554 | 555 | 1 | 23 | 5 | 0 | 0 | 60 | 1 | 23 | Monday | 3
555 | 556 | 1 | 23 | 6 | 0 | 0 | 60 | 1 | 23 | Monday | 3
556 | 557 | 1 | 23 | 7 | 0 | 0 | 60 | 1 | 23 | Monday | 3
557 | 558 | 1 | 23 | 8 | 0 | 0 | 60 | 1 | 23 | Monday | 3
558 | 559 | 1 | 23 | 9 | 0 | 0 | 60 | 1 | 23 | Monday | 3
559 | 560 | 1 | 23 | 10 | 0 | 0 | 60 | 1 | 23 | Monday | 3
560 | 561 | 1 | 23 | 11 | 0 | 0 | 60 | 1 | 23 | Monday | 3
561 | 562 | 1 | 23 | 12 | 0 | 0 | 60 | 1 | 23 | Monday | 3
562 | 563 | 1 | 23 | 13 | 0 | 0 | 60 | 1 | 23 | Monday | 3
563 | 564 | 1 | 23 | 14 | 0 | 0 | 60 | 1 | 23 | Monday | 3
564 | 565 | 1 | 23 | 15 | 0 | 0 | 60 | 1 | 23 | Monday | 3
565 | 566 | 1 | 23 | 16 | 0 | 0 | 60 | 1 | 23 | Monday | 3
566 | 567 | 1 | 23 | 17 | 0 | 0 | 60 | 1 | 23 | Monday | 3
567 | 568 | 1 | 23 | 18 | 0 | 0 | 60 | 1 | 23 | Monday | 3
568 | 569 | 1 | 23 | 19 | 0 | 0 | 60 | 1 | 23 | Monday | 3
569 | 570 | 1 | 23 | 20 | 0 | 0 | 60 | 1 | 23 | Monday | 3
570 | 571 | 1 | 23 | 21 | 0 | 0 | 60 | 1 | 23 | Monday | 3
571 | 572 | 1 | 23 | 22 | 0 | 0 | 60 | 1 | 23 | Monday | 3
572 | 573 | 1 | 23 | 23 | 0 | 0 | 60 | 1 | 23 | Monday | 3
573 | 574 | 1 | 23 | 24 | 0 | 0 | 60 | 1 | 23 | Monday | 3
574 | 575 | 1 | 23 | 24 | 0 | 0 | 1440 | 2 | 23 | Monday | 3
575 | 576 | 1 | 24 | 1 | 0 | 0 | 60 | 1 | 24 | Tuesday | 3
576 | 577 | 1 | 24 | 2 | 0 | 0 | 60 | 1 | 24 | Tuesday | 3
577 | 578 | 1 | 24 | 3 | 0 | 0 | 60 | 1 | 24 | Tuesday | 3
578 | 579 | 1 | 24 | 4 | 0 | 0 | 60 | 1 | 24 | Tuesday | 3
579 | 580 | 1 | 24 | 5 | 0 | 0 | 60 | 1 | 24 | Tuesday | 3
580 | 581 | 1 | 24 | 6 | 0 | 0 | 60 | 1 | 24 | Tuesday | 3
581 | 582 | 1 | 24 | 7 | 0 | 0 | 60 | 1 | 24 | Tuesday | 3
582 | 583 | 1 | 24 | 8 | 0 | 0 | 60 | 1 | 24 | Tuesday | 3
583 | 584 | 1 | 24 | 9 | 0 | 0 | 60 | 1 | 24 | Tuesday | 3
584 | 585 | 1 | 24 | 10 | 0 | 0 | 60 | 1 | 24 | Tuesday | 3
585 | 586 | 1 | 24 | 11 | 0 | 0 | 60 | 1 | 24 | Tuesday | 3
586 | 587 | 1 | 24 | 12 | 0 | 0 | 60 | 1 | 24 | Tuesday | 3
587 | 588 | 1 | 24 | 13 | 0 | 0 | 60 | 1 | 24 | Tuesday | 3
588 | 589 | 1 | 24 | 14 | 0 | 0 | 60 | 1 | 24 | Tuesday | 3
589 | 590 | 1 | 24 | 15 | 0 | 0 | 60 | 1 | 24 | Tuesday | 3
590 | 591 | 1 | 24 | 16 | 0 | 0 | 60 | 1 | 24 | Tuesday | 3
591 | 592 | 1 | 24 | 17 | 0 | 0 | 60 | 1 | 24 | Tuesday | 3
592 | 593 | 1 | 24 | 18 | 0 | 0 | 60 | 1 | 24 | Tuesday | 3
593 | 594 | 1 | 24 | 19 | 0 | 0 | 60 | 1 | 24 | Tuesday | 3
594 | 595 | 1 | 24 | 20 | 0 | 0 | 60 | 1 | 24 | Tuesday | 3
595 | 596 | 1 | 24 | 21 | 0 | 0 | 60 | 1 | 24 | Tuesday | 3
596 | 597 | 1 | 24 | 22 | 0 | 0 | 60 | 1 | 24 | Tuesday | 3
597 | 598 | 1 | 24 | 23 | 0 | 0 | 60 | 1 | 24 | Tuesday | 3
598 | 599 | 1 | 24 | 24 | 0 | 0 | 60 | 1 | 24 | Tuesday | 3
599 | 600 | 1 | 24 | 24 | 0 | 0 | 1440 | 2 | 24 | Tuesday | 3
600 | 601 | 1 | 25 | 1 | 0 | 0 | 60 | 1 | 25 | Wednesday | 3
601 | 602 | 1 | 25 | 2 | 0 | 0 | 60 | 1 | 25 | Wednesday | 3
602 | 603 | 1 | 25 | 3 | 0 | 0 | 60 | 1 | 25 | Wednesday | 3
603 | 604 | 1 | 25 | 4 | 0 | 0 | 60 | 1 | 25 | Wednesday | 3
604 | 605 | 1 | 25 | 5 | 0 | 0 | 60 | 1 | 25 | Wednesday | 3
605 | 606 | 1 | 25 | 6 | 0 | 0 | 60 | 1 | 25 | Wednesday | 3
606 | 607 | 1 | 25 | 7 | 0 | 0 | 60 | 1 | 25 | Wednesday | 3
607 | 608 | 1 | 25 | 8 | 0 | 0 | 60 | 1 | 25 | Wednesday | 3
608 | 609 | 1 | 25 | 9 | 0 | 0 | 60 | 1 | 25 | Wednesday | 3
609 | 610 | 1 | 25 | 10 | 0 | 0 | 60 | 1 | 25 | Wednesday | 3
610 | 611 | 1 | 25 | 11 | 0 | 0 | 60 | 1 | 25 | Wednesday | 3
611 | 612 | 1 | 25 | 12 | 0 | 0 | 60 | 1 | 25 | Wednesday | 3
612 | 613 | 1 | 25 | 13 | 0 | 0 | 60 | 1 | 25 | Wednesday | 3
613 | 614 | 1 | 25 | 14 | 0 | 0 | 60 | 1 | 25 | Wednesday | 3
614 | 615 | 1 | 25 | 15 | 0 | 0 | 60 | 1 | 25 | Wednesday | 3
615 | 616 | 1 | 25 | 16 | 0 | 0 | 60 | 1 | 25 | Wednesday | 3
616 | 617 | 1 | 25 | 17 | 0 | 0 | 60 | 1 | 25 | Wednesday | 3
617 | 618 | 1 | 25 | 18 | 0 | 0 | 60 | 1 | 25 | Wednesday | 3
618 | 619 | 1 | 25 | 19 | 0 | 0 | 60 | 1 | 25 | Wednesday | 3
619 | 620 | 1 | 25 | 20 | 0 | 0 | 60 | 1 | 25 | Wednesday | 3
620 | 621 | 1 | 25 | 21 | 0 | 0 | 60 | 1 | 25 | Wednesday | 3
621 | 622 | 1 | 25 | 22 | 0 | 0 | 60 | 1 | 25 | Wednesday | 3
622 | 623 | 1 | 25 | 23 | 0 | 0 | 60 | 1 | 25 | Wednesday | 3
623 | 624 | 1 | 25 | 24 | 0 | 0 | 60 | 1 | 25 | Wednesday | 3
624 | 625 | 1 | 25 | 24 | 0 | 0 | 1440 | 2 | 25 | Wednesday | 3
625 | 626 | 1 | 26 | 1 | 0 | 0 | 60 | 1 | 26 | Thursday | 3
626 | 627 | 1 | 26 | 2 | 0 | 0 | 60 | 1 | 26 | Thursday | 3
627 | 628 | 1 | 26 | 3 | 0 | 0 | 60 | 1 | 26 | Thursday | 3
628 | 629 | 1 | 26 | 4 | 0 | 0 | 60 | 1 | 26 | Thursday | 3
629 | 630 | 1 | 26 | 5 | 0 | 0 | 60 | 1 | 26 | Thursday | 3
630 | 631 | 1 | 26 | 6 | 0 | 0 | 60 | 1 | 26 | Thursday | 3
631 | 632 | 1 | 26 | 7 | 0 | 0 | 60 | 1 | 26 | Thursday | 3
632 | 633 | 1 | 26 | 8 | 0 | 0 | 60 | 1 | 26 | Thursday | 3
633 | 634 | 1 | 26 | 9 | 0 | 0 | 60 | 1 | 26 | Thursday | 3
634 | 635 | 1 | 26 | 10 | 0 | 0 | 60 | 1 | 26 | Thursday | 3
635 | 636 | 1 | 26 | 11 | 0 | 0 | 60 | 1 | 26 | Thursday | 3
636 | 637 | 1 | 26 | 12 | 0 | 0 | 60 | 1 | 26 | Thursday | 3
637 | 638 | 1 | 26 | 13 | 0 | 0 | 60 | 1 | 26 | Thursday | 3
638 | 639 | 1 | 26 | 14 | 0 | 0 | 60 | 1 | 26 | Thursday | 3
639 | 640 | 1 | 26 | 15 | 0 | 0 | 60 | 1 | 26 | Thursday | 3
640 | 641 | 1 | 26 | 16 | 0 | 0 | 60 | 1 | 26 | Thursday | 3
641 | 642 | 1 | 26 | 17 | 0 | 0 | 60 | 1 | 26 | Thursday | 3
642 | 643 | 1 | 26 | 18 | 0 | 0 | 60 | 1 | 26 | Thursday | 3
643 | 644 | 1 | 26 | 19 | 0 | 0 | 60 | 1 | 26 | Thursday | 3
644 | 645 | 1 | 26 | 20 | 0 | 0 | 60 | 1 | 26 | Thursday | 3
645 | 646 | 1 | 26 | 21 | 0 | 0 | 60 | 1 | 26 | Thursday | 3
646 | 647 | 1 | 26 | 22 | 0 | 0 | 60 | 1 | 26 | Thursday | 3
647 | 648 | 1 | 26 | 23 | 0 | 0 | 60 | 1 | 26 | Thursday | 3
648 | 649 | 1 | 26 | 24 | 0 | 0 | 60 | 1 | 26 | Thursday | 3
649 | 650 | 1 | 26 | 24 | 0 | 0 | 1440 | 2 | 26 | Thursday | 3
650 | 651 | 1 | 27 | 1 | 0 | 0 | 60 | 1 | 27 | Friday | 3
651 | 652 | 1 | 27 | 2 | 0 | 0 | 60 | 1 | 27 | Friday | 3
652 | 653 | 1 | 27 | 3 | 0 | 0 | 60 | 1 | 27 | Friday | 3
653 | 654 | 1 | 27 | 4 | 0 | 0 | 60 | 1 | 27 | Friday | 3
654 | 655 | 1 | 27 | 5 | 0 | 0 | 60 | 1 | 27 | Friday | 3
655 | 656 | 1 | 27 | 6 | 0 | 0 | 60 | 1 | 27 | Friday | 3
656 | 657 | 1 | 27 | 7 | 0 | 0 | 60 | 1 | 27 | Friday | 3
657 | 658 | 1 | 27 | 8 | 0 | 0 | 60 | 1 | 27 | Friday | 3
658 | 659 | 1 | 27 | 9 | 0 | 0 | 60 | 1 | 27 | Friday | 3
659 | 660 | 1 | 27 | 10 | 0 | 0 | 60 | 1 | 27 | Friday | 3
660 | 661 | 1 | 27 | 11 | 0 | 0 | 60 | 1 | 27 | Friday | 3
661 | 662 | 1 | 27 | 12 | 0 | 0 | 60 | 1 | 27 | Friday | 3
662 | 663 | 1 | 27 | 13 | 0 | 0 | 60 | 1 | 27 | Friday | 3
663 | 664 | 1 | 27 | 14 | 0 | 0 | 60 | 1 | 27 | Friday | 3
664 | 665 | 1 | 27 | 15 | 0 | 0 | 60 | 1 | 27 | Friday | 3
665 | 666 | 1 | 27 | 16 | 0 | 0 | 60 | 1 | 27 | Friday | 3
666 | 667 | 1 | 27 | 17 | 0 | 0 | 60 | 1 | 27 | Friday | 3
667 | 668 | 1 | 27 | 18 | 0 | 0 | 60 | 1 | 27 | Friday | 3
668 | 669 | 1 | 27 | 19 | 0 | 0 | 60 | 1 | 27 | Friday | 3
669 | 670 | 1 | 27 | 20 | 0 | 0 | 60 | 1 | 27 | Friday | 3
670 | 671 | 1 | 27 | 21 | 0 | 0 | 60 | 1 | 27 | Friday | 3
671 | 672 | 1 | 27 | 22 | 0 | 0 | 60 | 1 | 27 | Friday | 3
672 | 673 | 1 | 27 | 23 | 0 | 0 | 60 | 1 | 27 | Friday | 3
673 | 674 | 1 | 27 | 24 | 0 | 0 | 60 | 1 | 27 | Friday | 3
674 | 675 | 1 | 27 | 24 | 0 | 0 | 1440 | 2 | 27 | Friday | 3
675 | 676 | 1 | 28 | 1 | 0 | 0 | 60 | 1 | 28 | Saturday | 3
676 | 677 | 1 | 28 | 2 | 0 | 0 | 60 | 1 | 28 | Saturday | 3
677 | 678 | 1 | 28 | 3 | 0 | 0 | 60 | 1 | 28 | Saturday | 3
678 | 679 | 1 | 28 | 4 | 0 | 0 | 60 | 1 | 28 | Saturday | 3
679 | 680 | 1 | 28 | 5 | 0 | 0 | 60 | 1 | 28 | Saturday | 3
680 | 681 | 1 | 28 | 6 | 0 | 0 | 60 | 1 | 28 | Saturday | 3
681 | 682 | 1 | 28 | 7 | 0 | 0 | 60 | 1 | 28 | Saturday | 3
682 | 683 | 1 | 28 | 8 | 0 | 0 | 60 | 1 | 28 | Saturday | 3
683 | 684 | 1 | 28 | 9 | 0 | 0 | 60 | 1 | 28 | Saturday | 3
684 | 685 | 1 | 28 | 10 | 0 | 0 | 60 | 1 | 28 | Saturday | 3
685 | 686 | 1 | 28 | 11 | 0 | 0 | 60 | 1 | 28 | Saturday | 3
686 | 687 | 1 | 28 | 12 | 0 | 0 | 60 | 1 | 28 | Saturday | 3
687 | 688 | 1 | 28 | 13 | 0 | 0 | 60 | 1 | 28 | Saturday | 3
688 | 689 | 1 | 28 | 14 | 0 | 0 | 60 | 1 | 28 | Saturday | 3
689 | 690 | 1 | 28 | 15 | 0 | 0 | 60 | 1 | 28 | Saturday | 3
690 | 691 | 1 | 28 | 16 | 0 | 0 | 60 | 1 | 28 | Saturday | 3
691 | 692 | 1 | 28 | 17 | 0 | 0 | 60 | 1 | 28 | Saturday | 3
692 | 693 | 1 | 28 | 18 | 0 | 0 | 60 | 1 | 28 | Saturday | 3
693 | 694 | 1 | 28 | 19 | 0 | 0 | 60 | 1 | 28 | Saturday | 3
694 | 695 | 1 | 28 | 20 | 0 | 0 | 60 | 1 | 28 | Saturday | 3
695 | 696 | 1 | 28 | 21 | 0 | 0 | 60 | 1 | 28 | Saturday | 3
696 | 697 | 1 | 28 | 22 | 0 | 0 | 60 | 1 | 28 | Saturday | 3
697 | 698 | 1 | 28 | 23 | 0 | 0 | 60 | 1 | 28 | Saturday | 3
698 | 699 | 1 | 28 | 24 | 0 | 0 | 60 | 1 | 28 | Saturday | 3
699 | 700 | 1 | 28 | 24 | 0 | 0 | 1440 | 2 | 28 | Saturday | 3
700 | 701 | 1 | 29 | 1 | 0 | 0 | 60 | 1 | 29 | Sunday | 3
701 | 702 | 1 | 29 | 2 | 0 | 0 | 60 | 1 | 29 | Sunday | 3
702 | 703 | 1 | 29 | 3 | 0 | 0 | 60 | 1 | 29 | Sunday | 3
703 | 704 | 1 | 29 | 4 | 0 | 0 | 60 | 1 | 29 | Sunday | 3
704 | 705 | 1 | 29 | 5 | 0 | 0 | 60 | 1 | 29 | Sunday | 3
705 | 706 | 1 | 29 | 6 | 0 | 0 | 60 | 1 | 29 | Sunday | 3
706 | 707 | 1 | 29 | 7 | 0 | 0 | 60 | 1 | 29 | Sunday | 3
707 | 708 | 1 | 29 | 8 | 0 | 0 | 60 | 1 | 29 | Sunday | 3
708 | 709 | 1 | 29 | 9 | 0 | 0 | 60 | 1 | 29 | Sunday | 3
709 | 710 | 1 | 29 | 10 | 0 | 0 | 60 | 1 | 29 | Sunday | 3
710 | 711 | 1 | 29 | 11 | 0 | 0 | 60 | 1 | 29 | Sunday | 3
711 | 712 | 1 | 29 | 12 | 0 | 0 | 60 | 1 | 29 | Sunday | 3
712 | 713 | 1 | 29 | 13 | 0 | 0 | 60 | 1 | 29 | Sunday | 3
713 | 714 | 1 | 29 | 14 | 0 | 0 | 60 | 1 | 29 | Sunday | 3
714 | 715 | 1 | 29 | 15 | 0 | 0 | 60 | 1 | 29 | Sunday | 3
715 | 716 | 1 | 29 | 16 | 0 | 0 | 60 | 1 | 29 | Sunday | 3
716 | 717 | 1 | 29 | 17 | 0 | 0 | 60 | 1 | 29 | Sunday | 3
717 | 718 | 1 | 29 | 18 | 0 | 0 | 60 | 1 | 29 | Sunday | 3
718 | 719 | 1 | 29 | 19 | 0 | 0 | 60 | 1 | 29 | Sunday | 3
719 | 720 | 1 | 29 | 20 | 0 | 0 | 60 | 1 | 29 | Sunday | 3
720 | 721 | 1 | 29 | 21 | 0 | 0 | 60 | 1 | 29 | Sunday | 3
721 | 722 | 1 | 29 | 22 | 0 | 0 | 60 | 1 | 29 | Sunday | 3
722 | 723 | 1 | 29 | 23 | 0 | 0 | 60 | 1 | 29 | Sunday | 3
723 | 724 | 1 | 29 | 24 | 0 | 0 | 60 | 1 | 29 | Sunday | 3
724 | 725 | 1 | 29 | 24 | 0 | 0 | 1440 | 2 | 29 | Sunday | 3
725 | 726 | 1 | 30 | 1 | 0 | 0 | 60 | 1 | 30 | Monday | 3
726 | 727 | 1 | 30 | 2 | 0 | 0 | 60 | 1 | 30 | Monday | 3
727 | 728 | 1 | 30 | 3 | 0 | 0 | 60 | 1 | 30 | Monday | 3
728 | 729 | 1 | 30 | 4 | 0 | 0 | 60 | 1 | 30 | Monday | 3
729 | 730 | 1 | 30 | 5 | 0 | 0 | 60 | 1 | 30 | Monday | 3
730 | 731 | 1 | 30 | 6 | 0 | 0 | 60 | 1 | 30 | Monday | 3
731 | 732 | 1 | 30 | 7 | 0 | 0 | 60 | 1 | 30 | Monday | 3
732 | 733 | 1 | 30 | 8 | 0 | 0 | 60 | 1 | 30 | Monday | 3
733 | 734 | 1 | 30 | 9 | 0 | 0 | 60 | 1 | 30 | Monday | 3
734 | 735 | 1 | 30 | 10 | 0 | 0 | 60 | 1 | 30 | Monday | 3
735 | 736 | 1 | 30 | 11 | 0 | 0 | 60 | 1 | 30 | Monday | 3
736 | 737 | 1 | 30 | 12 | 0 | 0 | 60 | 1 | 30 | Monday | 3
737 | 738 | 1 | 30 | 13 | 0 | 0 | 60 | 1 | 30 | Monday | 3
738 | 739 | 1 | 30 | 14 | 0 | 0 | 60 | 1 | 30 | Monday | 3
739 | 740 | 1 | 30 | 15 | 0 | 0 | 60 | 1 | 30 | Monday | 3
740 | 741 | 1 | 30 | 16 | 0 | 0 | 60 | 1 | 30 | Monday | 3
741 | 742 | 1 | 30 | 17 | 0 | 0 | 60 | 1 | 30 | Monday | 3
742 | 743 | 1 | 30 | 18 | 0 | 0 | 60 | 1 | 30 | Monday | 3
743 | 744 | 1 | 30 | 19 | 0 | 0 | 60 | 1 | 30 | Monday | 3
744 | 745 | 1 | 30 | 20 | 0 | 0 | 60 | 1 | 30 | Monday | 3
745 | 746 | 1 | 30 | 21 | 0 | 0 | 60 | 1 | 30 | Monday | 3
746 | 747 | 1 | 30 | 22 | 0 | 0 | 60 | 1 | 30 | Monday | 3
747 | 748 | 1 | 30 | 23 | 0 | 0 | 60 | 1 | 30 | Monday | 3
748 | 749 | 1 | 30 | 24 | 0 | 0 | 60 | 1 | 30 | Monday | 3
749 | 750 | 1 | 30 | 24 | 0 | 0 | 1440 | 2 | 30 | Monday | 3
750 | 751 | 1 | 31 | 1 | 0 | 0 | 60 | 1 | 31 | Tuesday | 3
751 | 752 | 1 | 31 | 2 | 0 | 0 | 60 | 1 | 31 | Tuesday | 3
752 | 753 | 1 | 31 | 3 | 0 | 0 | 60 | 1 | 31 | Tuesday | 3
753 | 754 | 1 | 31 | 4 | 0 | 0 | 60 | 1 | 31 | Tuesday | 3
754 | 755 | 1 | 31 | 5 | 0 | 0 | 60 | 1 | 31 | Tuesday | 3
755 | 756 | 1 | 31 | 6 | 0 | 0 | 60 | 1 | 31 | Tuesday | 3
756 | 757 | 1 | 31 | 7 | 0 | 0 | 60 | 1 | 31 | Tuesday | 3
757 | 758 | 1 | 31 | 8 | 0 | 0 | 60 | 1 | 31 | Tuesday | 3
758 | 759 | 1 | 31 | 9 | 0 | 0 | 60 | 1 | 31 | Tuesday | 3
759 | 760 | 1 | 31 | 10 | 0 | 0 | 60 | 1 | 31 | Tuesday | 3
760 | 761 | 1 | 31 | 11 | 0 | 0 | 60 | 1 | 31 | Tuesday | 3
761 | 762 | 1 | 31 | 12 | 0 | 0 | 60 | 1 | 31 | Tuesday | 3
762 | 763 | 1 | 31 | 13 | 0 | 0 | 60 | 1 | 31 | Tuesday | 3
763 | 764 | 1 | 31 | 14 | 0 | 0 | 60 | 1 | 31 | Tuesday | 3
764 | 765 | 1 | 31 | 15 | 0 | 0 | 60 | 1 | 31 | Tuesday | 3
765 | 766 | 1 | 31 | 16 | 0 | 0 | 60 | 1 | 31 | Tuesday | 3
766 | 767 | 1 | 31 | 17 | 0 | 0 | 60 | 1 | 31 | Tuesday | 3
767 | 768 | 1 | 31 | 18 | 0 | 0 | 60 | 1 | 31 | Tuesday | 3
768 | 769 | 1 | 31 | 19 | 0 | 0 | 60 | 1 | 31 | Tuesday | 3
769 | 770 | 1 | 31 | 20 | 0 | 0 | 60 | 1 | 31 | Tuesday | 3
770 | 771 | 1 | 31 | 21 | 0 | 0 | 60 | 1 | 31 | Tuesday | 3
771 | 772 | 1 | 31 | 22 | 0 | 0 | 60 | 1 | 31 | Tuesday | 3
772 | 773 | 1 | 31 | 23 | 0 | 0 | 60 | 1 | 31 | Tuesday | 3
773 | 774 | 1 | 31 | 24 | 0 | 0 | 60 | 1 | 31 | Tuesday | 3
774 | 775 | 1 | 31 | 24 | 0 | 0 | 1440 | 2 | 31 | Tuesday | 3
775 | 776 | 1 | 31 | 24 | 0 |  | 44640 | 3 | 31 |  | 3
776 | 777 | 2 | 1 | 1 | 0 | 0 | 60 | 1 | 32 | Wednesday | 3
777 | 778 | 2 | 1 | 2 | 0 | 0 | 60 | 1 | 32 | Wednesday | 3
778 | 779 | 2 | 1 | 3 | 0 | 0 | 60 | 1 | 32 | Wednesday | 3
779 | 780 | 2 | 1 | 4 | 0 | 0 | 60 | 1 | 32 | Wednesday | 3
780 | 781 | 2 | 1 | 5 | 0 | 0 | 60 | 1 | 32 | Wednesday | 3
781 | 782 | 2 | 1 | 6 | 0 | 0 | 60 | 1 | 32 | Wednesday | 3
782 | 783 | 2 | 1 | 7 | 0 | 0 | 60 | 1 | 32 | Wednesday | 3
783 | 784 | 2 | 1 | 8 | 0 | 0 | 60 | 1 | 32 | Wednesday | 3
784 | 785 | 2 | 1 | 9 | 0 | 0 | 60 | 1 | 32 | Wednesday | 3
785 | 786 | 2 | 1 | 10 | 0 | 0 | 60 | 1 | 32 | Wednesday | 3
786 | 787 | 2 | 1 | 11 | 0 | 0 | 60 | 1 | 32 | Wednesday | 3
787 | 788 | 2 | 1 | 12 | 0 | 0 | 60 | 1 | 32 | Wednesday | 3
788 | 789 | 2 | 1 | 13 | 0 | 0 | 60 | 1 | 32 | Wednesday | 3
789 | 790 | 2 | 1 | 14 | 0 | 0 | 60 | 1 | 32 | Wednesday | 3
790 | 791 | 2 | 1 | 15 | 0 | 0 | 60 | 1 | 32 | Wednesday | 3
791 | 792 | 2 | 1 | 16 | 0 | 0 | 60 | 1 | 32 | Wednesday | 3
792 | 793 | 2 | 1 | 17 | 0 | 0 | 60 | 1 | 32 | Wednesday | 3
793 | 794 | 2 | 1 | 18 | 0 | 0 | 60 | 1 | 32 | Wednesday | 3
794 | 795 | 2 | 1 | 19 | 0 | 0 | 60 | 1 | 32 | Wednesday | 3
795 | 796 | 2 | 1 | 20 | 0 | 0 | 60 | 1 | 32 | Wednesday | 3
796 | 797 | 2 | 1 | 21 | 0 | 0 | 60 | 1 | 32 | Wednesday | 3
797 | 798 | 2 | 1 | 22 | 0 | 0 | 60 | 1 | 32 | Wednesday | 3
798 | 799 | 2 | 1 | 23 | 0 | 0 | 60 | 1 | 32 | Wednesday | 3
799 | 800 | 2 | 1 | 24 | 0 | 0 | 60 | 1 | 32 | Wednesday | 3
800 | 801 | 2 | 1 | 24 | 0 | 0 | 1440 | 2 | 32 | Wednesday | 3
801 | 802 | 2 | 2 | 1 | 0 | 0 | 60 | 1 | 33 | Thursday | 3
802 | 803 | 2 | 2 | 2 | 0 | 0 | 60 | 1 | 33 | Thursday | 3
803 | 804 | 2 | 2 | 3 | 0 | 0 | 60 | 1 | 33 | Thursday | 3
804 | 805 | 2 | 2 | 4 | 0 | 0 | 60 | 1 | 33 | Thursday | 3
805 | 806 | 2 | 2 | 5 | 0 | 0 | 60 | 1 | 33 | Thursday | 3
806 | 807 | 2 | 2 | 6 | 0 | 0 | 60 | 1 | 33 | Thursday | 3
807 | 808 | 2 | 2 | 7 | 0 | 0 | 60 | 1 | 33 | Thursday | 3
808 | 809 | 2 | 2 | 8 | 0 | 0 | 60 | 1 | 33 | Thursday | 3
809 | 810 | 2 | 2 | 9 | 0 | 0 | 60 | 1 | 33 | Thursday | 3
810 | 811 | 2 | 2 | 10 | 0 | 0 | 60 | 1 | 33 | Thursday | 3
811 | 812 | 2 | 2 | 11 | 0 | 0 | 60 | 1 | 33 | Thursday | 3
812 | 813 | 2 | 2 | 12 | 0 | 0 | 60 | 1 | 33 | Thursday | 3
813 | 814 | 2 | 2 | 13 | 0 | 0 | 60 | 1 | 33 | Thursday | 3
814 | 815 | 2 | 2 | 14 | 0 | 0 | 60 | 1 | 33 | Thursday | 3
815 | 816 | 2 | 2 | 15 | 0 | 0 | 60 | 1 | 33 | Thursday | 3
816 | 817 | 2 | 2 | 16 | 0 | 0 | 60 | 1 | 33 | Thursday | 3
817 | 818 | 2 | 2 | 17 | 0 | 0 | 60 | 1 | 33 | Thursday | 3
818 | 819 | 2 | 2 | 18 | 0 | 0 | 60 | 1 | 33 | Thursday | 3
819 | 820 | 2 | 2 | 19 | 0 | 0 | 60 | 1 | 33 | Thursday | 3
820 | 821 | 2 | 2 | 20 | 0 | 0 | 60 | 1 | 33 | Thursday | 3
821 | 822 | 2 | 2 | 21 | 0 | 0 | 60 | 1 | 33 | Thursday | 3
822 | 823 | 2 | 2 | 22 | 0 | 0 | 60 | 1 | 33 | Thursday | 3
823 | 824 | 2 | 2 | 23 | 0 | 0 | 60 | 1 | 33 | Thursday | 3
824 | 825 | 2 | 2 | 24 | 0 | 0 | 60 | 1 | 33 | Thursday | 3
825 | 826 | 2 | 2 | 24 | 0 | 0 | 1440 | 2 | 33 | Thursday | 3
826 | 827 | 2 | 3 | 1 | 0 | 0 | 60 | 1 | 34 | Friday | 3
827 | 828 | 2 | 3 | 2 | 0 | 0 | 60 | 1 | 34 | Friday | 3
828 | 829 | 2 | 3 | 3 | 0 | 0 | 60 | 1 | 34 | Friday | 3
829 | 830 | 2 | 3 | 4 | 0 | 0 | 60 | 1 | 34 | Friday | 3
830 | 831 | 2 | 3 | 5 | 0 | 0 | 60 | 1 | 34 | Friday | 3
831 | 832 | 2 | 3 | 6 | 0 | 0 | 60 | 1 | 34 | Friday | 3
832 | 833 | 2 | 3 | 7 | 0 | 0 | 60 | 1 | 34 | Friday | 3
833 | 834 | 2 | 3 | 8 | 0 | 0 | 60 | 1 | 34 | Friday | 3
834 | 835 | 2 | 3 | 9 | 0 | 0 | 60 | 1 | 34 | Friday | 3
835 | 836 | 2 | 3 | 10 | 0 | 0 | 60 | 1 | 34 | Friday | 3
836 | 837 | 2 | 3 | 11 | 0 | 0 | 60 | 1 | 34 | Friday | 3
837 | 838 | 2 | 3 | 12 | 0 | 0 | 60 | 1 | 34 | Friday | 3
838 | 839 | 2 | 3 | 13 | 0 | 0 | 60 | 1 | 34 | Friday | 3
839 | 840 | 2 | 3 | 14 | 0 | 0 | 60 | 1 | 34 | Friday | 3
840 | 841 | 2 | 3 | 15 | 0 | 0 | 60 | 1 | 34 | Friday | 3
841 | 842 | 2 | 3 | 16 | 0 | 0 | 60 | 1 | 34 | Friday | 3
842 | 843 | 2 | 3 | 17 | 0 | 0 | 60 | 1 | 34 | Friday | 3
843 | 844 | 2 | 3 | 18 | 0 | 0 | 60 | 1 | 34 | Friday | 3
844 | 845 | 2 | 3 | 19 | 0 | 0 | 60 | 1 | 34 | Friday | 3
845 | 846 | 2 | 3 | 20 | 0 | 0 | 60 | 1 | 34 | Friday | 3
846 | 847 | 2 | 3 | 21 | 0 | 0 | 60 | 1 | 34 | Friday | 3
847 | 848 | 2 | 3 | 22 | 0 | 0 | 60 | 1 | 34 | Friday | 3
848 | 849 | 2 | 3 | 23 | 0 | 0 | 60 | 1 | 34 | Friday | 3
849 | 850 | 2 | 3 | 24 | 0 | 0 | 60 | 1 | 34 | Friday | 3
850 | 851 | 2 | 3 | 24 | 0 | 0 | 1440 | 2 | 34 | Friday | 3
851 | 852 | 2 | 4 | 1 | 0 | 0 | 60 | 1 | 35 | Saturday | 3
852 | 853 | 2 | 4 | 2 | 0 | 0 | 60 | 1 | 35 | Saturday | 3
853 | 854 | 2 | 4 | 3 | 0 | 0 | 60 | 1 | 35 | Saturday | 3
854 | 855 | 2 | 4 | 4 | 0 | 0 | 60 | 1 | 35 | Saturday | 3
855 | 856 | 2 | 4 | 5 | 0 | 0 | 60 | 1 | 35 | Saturday | 3
856 | 857 | 2 | 4 | 6 | 0 | 0 | 60 | 1 | 35 | Saturday | 3
857 | 858 | 2 | 4 | 7 | 0 | 0 | 60 | 1 | 35 | Saturday | 3
858 | 859 | 2 | 4 | 8 | 0 | 0 | 60 | 1 | 35 | Saturday | 3
859 | 860 | 2 | 4 | 9 | 0 | 0 | 60 | 1 | 35 | Saturday | 3
860 | 861 | 2 | 4 | 10 | 0 | 0 | 60 | 1 | 35 | Saturday | 3
861 | 862 | 2 | 4 | 11 | 0 | 0 | 60 | 1 | 35 | Saturday | 3
862 | 863 | 2 | 4 | 12 | 0 | 0 | 60 | 1 | 35 | Saturday | 3
863 | 864 | 2 | 4 | 13 | 0 | 0 | 60 | 1 | 35 | Saturday | 3
864 | 865 | 2 | 4 | 14 | 0 | 0 | 60 | 1 | 35 | Saturday | 3
865 | 866 | 2 | 4 | 15 | 0 | 0 | 60 | 1 | 35 | Saturday | 3
866 | 867 | 2 | 4 | 16 | 0 | 0 | 60 | 1 | 35 | Saturday | 3
867 | 868 | 2 | 4 | 17 | 0 | 0 | 60 | 1 | 35 | Saturday | 3
868 | 869 | 2 | 4 | 18 | 0 | 0 | 60 | 1 | 35 | Saturday | 3
869 | 870 | 2 | 4 | 19 | 0 | 0 | 60 | 1 | 35 | Saturday | 3
870 | 871 | 2 | 4 | 20 | 0 | 0 | 60 | 1 | 35 | Saturday | 3
871 | 872 | 2 | 4 | 21 | 0 | 0 | 60 | 1 | 35 | Saturday | 3
872 | 873 | 2 | 4 | 22 | 0 | 0 | 60 | 1 | 35 | Saturday | 3
873 | 874 | 2 | 4 | 23 | 0 | 0 | 60 | 1 | 35 | Saturday | 3
874 | 875 | 2 | 4 | 24 | 0 | 0 | 60 | 1 | 35 | Saturday | 3
875 | 876 | 2 | 4 | 24 | 0 | 0 | 1440 | 2 | 35 | Saturday | 3
876 | 877 | 2 | 5 | 1 | 0 | 0 | 60 | 1 | 36 | Sunday | 3
877 | 878 | 2 | 5 | 2 | 0 | 0 | 60 | 1 | 36 | Sunday | 3
878 | 879 | 2 | 5 | 3 | 0 | 0 | 60 | 1 | 36 | Sunday | 3
879 | 880 | 2 | 5 | 4 | 0 | 0 | 60 | 1 | 36 | Sunday | 3
880 | 881 | 2 | 5 | 5 | 0 | 0 | 60 | 1 | 36 | Sunday | 3
881 | 882 | 2 | 5 | 6 | 0 | 0 | 60 | 1 | 36 | Sunday | 3
882 | 883 | 2 | 5 | 7 | 0 | 0 | 60 | 1 | 36 | Sunday | 3
883 | 884 | 2 | 5 | 8 | 0 | 0 | 60 | 1 | 36 | Sunday | 3
884 | 885 | 2 | 5 | 9 | 0 | 0 | 60 | 1 | 36 | Sunday | 3
885 | 886 | 2 | 5 | 10 | 0 | 0 | 60 | 1 | 36 | Sunday | 3
886 | 887 | 2 | 5 | 11 | 0 | 0 | 60 | 1 | 36 | Sunday | 3
887 | 888 | 2 | 5 | 12 | 0 | 0 | 60 | 1 | 36 | Sunday | 3
888 | 889 | 2 | 5 | 13 | 0 | 0 | 60 | 1 | 36 | Sunday | 3
889 | 890 | 2 | 5 | 14 | 0 | 0 | 60 | 1 | 36 | Sunday | 3
890 | 891 | 2 | 5 | 15 | 0 | 0 | 60 | 1 | 36 | Sunday | 3
891 | 892 | 2 | 5 | 16 | 0 | 0 | 60 | 1 | 36 | Sunday | 3
892 | 893 | 2 | 5 | 17 | 0 | 0 | 60 | 1 | 36 | Sunday | 3
893 | 894 | 2 | 5 | 18 | 0 | 0 | 60 | 1 | 36 | Sunday | 3
894 | 895 | 2 | 5 | 19 | 0 | 0 | 60 | 1 | 36 | Sunday | 3
895 | 896 | 2 | 5 | 20 | 0 | 0 | 60 | 1 | 36 | Sunday | 3
896 | 897 | 2 | 5 | 21 | 0 | 0 | 60 | 1 | 36 | Sunday | 3
897 | 898 | 2 | 5 | 22 | 0 | 0 | 60 | 1 | 36 | Sunday | 3
898 | 899 | 2 | 5 | 23 | 0 | 0 | 60 | 1 | 36 | Sunday | 3
899 | 900 | 2 | 5 | 24 | 0 | 0 | 60 | 1 | 36 | Sunday | 3
900 | 901 | 2 | 5 | 24 | 0 | 0 | 1440 | 2 | 36 | Sunday | 3
901 | 902 | 2 | 6 | 1 | 0 | 0 | 60 | 1 | 37 | Monday | 3
902 | 903 | 2 | 6 | 2 | 0 | 0 | 60 | 1 | 37 | Monday | 3
903 | 904 | 2 | 6 | 3 | 0 | 0 | 60 | 1 | 37 | Monday | 3
904 | 905 | 2 | 6 | 4 | 0 | 0 | 60 | 1 | 37 | Monday | 3
905 | 906 | 2 | 6 | 5 | 0 | 0 | 60 | 1 | 37 | Monday | 3
906 | 907 | 2 | 6 | 6 | 0 | 0 | 60 | 1 | 37 | Monday | 3
907 | 908 | 2 | 6 | 7 | 0 | 0 | 60 | 1 | 37 | Monday | 3
908 | 909 | 2 | 6 | 8 | 0 | 0 | 60 | 1 | 37 | Monday | 3
909 | 910 | 2 | 6 | 9 | 0 | 0 | 60 | 1 | 37 | Monday | 3
910 | 911 | 2 | 6 | 10 | 0 | 0 | 60 | 1 | 37 | Monday | 3
911 | 912 | 2 | 6 | 11 | 0 | 0 | 60 | 1 | 37 | Monday | 3
912 | 913 | 2 | 6 | 12 | 0 | 0 | 60 | 1 | 37 | Monday | 3
913 | 914 | 2 | 6 | 13 | 0 | 0 | 60 | 1 | 37 | Monday | 3
914 | 915 | 2 | 6 | 14 | 0 | 0 | 60 | 1 | 37 | Monday | 3
915 | 916 | 2 | 6 | 15 | 0 | 0 | 60 | 1 | 37 | Monday | 3
916 | 917 | 2 | 6 | 16 | 0 | 0 | 60 | 1 | 37 | Monday | 3
917 | 918 | 2 | 6 | 17 | 0 | 0 | 60 | 1 | 37 | Monday | 3
918 | 919 | 2 | 6 | 18 | 0 | 0 | 60 | 1 | 37 | Monday | 3
919 | 920 | 2 | 6 | 19 | 0 | 0 | 60 | 1 | 37 | Monday | 3
920 | 921 | 2 | 6 | 20 | 0 | 0 | 60 | 1 | 37 | Monday | 3
921 | 922 | 2 | 6 | 21 | 0 | 0 | 60 | 1 | 37 | Monday | 3
922 | 923 | 2 | 6 | 22 | 0 | 0 | 60 | 1 | 37 | Monday | 3
923 | 924 | 2 | 6 | 23 | 0 | 0 | 60 | 1 | 37 | Monday | 3
924 | 925 | 2 | 6 | 24 | 0 | 0 | 60 | 1 | 37 | Monday | 3
925 | 926 | 2 | 6 | 24 | 0 | 0 | 1440 | 2 | 37 | Monday | 3
926 | 927 | 2 | 7 | 1 | 0 | 0 | 60 | 1 | 38 | Tuesday | 3
927 | 928 | 2 | 7 | 2 | 0 | 0 | 60 | 1 | 38 | Tuesday | 3
928 | 929 | 2 | 7 | 3 | 0 | 0 | 60 | 1 | 38 | Tuesday | 3
929 | 930 | 2 | 7 | 4 | 0 | 0 | 60 | 1 | 38 | Tuesday | 3
930 | 931 | 2 | 7 | 5 | 0 | 0 | 60 | 1 | 38 | Tuesday | 3
931 | 932 | 2 | 7 | 6 | 0 | 0 | 60 | 1 | 38 | Tuesday | 3
932 | 933 | 2 | 7 | 7 | 0 | 0 | 60 | 1 | 38 | Tuesday | 3
933 | 934 | 2 | 7 | 8 | 0 | 0 | 60 | 1 | 38 | Tuesday | 3
934 | 935 | 2 | 7 | 9 | 0 | 0 | 60 | 1 | 38 | Tuesday | 3
935 | 936 | 2 | 7 | 10 | 0 | 0 | 60 | 1 | 38 | Tuesday | 3
936 | 937 | 2 | 7 | 11 | 0 | 0 | 60 | 1 | 38 | Tuesday | 3
937 | 938 | 2 | 7 | 12 | 0 | 0 | 60 | 1 | 38 | Tuesday | 3
938 | 939 | 2 | 7 | 13 | 0 | 0 | 60 | 1 | 38 | Tuesday | 3
939 | 940 | 2 | 7 | 14 | 0 | 0 | 60 | 1 | 38 | Tuesday | 3
940 | 941 | 2 | 7 | 15 | 0 | 0 | 60 | 1 | 38 | Tuesday | 3
941 | 942 | 2 | 7 | 16 | 0 | 0 | 60 | 1 | 38 | Tuesday | 3
942 | 943 | 2 | 7 | 17 | 0 | 0 | 60 | 1 | 38 | Tuesday | 3
943 | 944 | 2 | 7 | 18 | 0 | 0 | 60 | 1 | 38 | Tuesday | 3
944 | 945 | 2 | 7 | 19 | 0 | 0 | 60 | 1 | 38 | Tuesday | 3
945 | 946 | 2 | 7 | 20 | 0 | 0 | 60 | 1 | 38 | Tuesday | 3
946 | 947 | 2 | 7 | 21 | 0 | 0 | 60 | 1 | 38 | Tuesday | 3
947 | 948 | 2 | 7 | 22 | 0 | 0 | 60 | 1 | 38 | Tuesday | 3
948 | 949 | 2 | 7 | 23 | 0 | 0 | 60 | 1 | 38 | Tuesday | 3
949 | 950 | 2 | 7 | 24 | 0 | 0 | 60 | 1 | 38 | Tuesday | 3
950 | 951 | 2 | 7 | 24 | 0 | 0 | 1440 | 2 | 38 | Tuesday | 3
951 | 952 | 2 | 8 | 1 | 0 | 0 | 60 | 1 | 39 | Wednesday | 3
952 | 953 | 2 | 8 | 2 | 0 | 0 | 60 | 1 | 39 | Wednesday | 3
953 | 954 | 2 | 8 | 3 | 0 | 0 | 60 | 1 | 39 | Wednesday | 3
954 | 955 | 2 | 8 | 4 | 0 | 0 | 60 | 1 | 39 | Wednesday | 3
955 | 956 | 2 | 8 | 5 | 0 | 0 | 60 | 1 | 39 | Wednesday | 3
956 | 957 | 2 | 8 | 6 | 0 | 0 | 60 | 1 | 39 | Wednesday | 3
957 | 958 | 2 | 8 | 7 | 0 | 0 | 60 | 1 | 39 | Wednesday | 3
958 | 959 | 2 | 8 | 8 | 0 | 0 | 60 | 1 | 39 | Wednesday | 3
959 | 960 | 2 | 8 | 9 | 0 | 0 | 60 | 1 | 39 | Wednesday | 3
960 | 961 | 2 | 8 | 10 | 0 | 0 | 60 | 1 | 39 | Wednesday | 3
961 | 962 | 2 | 8 | 11 | 0 | 0 | 60 | 1 | 39 | Wednesday | 3
962 | 963 | 2 | 8 | 12 | 0 | 0 | 60 | 1 | 39 | Wednesday | 3
963 | 964 | 2 | 8 | 13 | 0 | 0 | 60 | 1 | 39 | Wednesday | 3
964 | 965 | 2 | 8 | 14 | 0 | 0 | 60 | 1 | 39 | Wednesday | 3
965 | 966 | 2 | 8 | 15 | 0 | 0 | 60 | 1 | 39 | Wednesday | 3
966 | 967 | 2 | 8 | 16 | 0 | 0 | 60 | 1 | 39 | Wednesday | 3
967 | 968 | 2 | 8 | 17 | 0 | 0 | 60 | 1 | 39 | Wednesday | 3
968 | 969 | 2 | 8 | 18 | 0 | 0 | 60 | 1 | 39 | Wednesday | 3
969 | 970 | 2 | 8 | 19 | 0 | 0 | 60 | 1 | 39 | Wednesday | 3
970 | 971 | 2 | 8 | 20 | 0 | 0 | 60 | 1 | 39 | Wednesday | 3
971 | 972 | 2 | 8 | 21 | 0 | 0 | 60 | 1 | 39 | Wednesday | 3
972 | 973 | 2 | 8 | 22 | 0 | 0 | 60 | 1 | 39 | Wednesday | 3
973 | 974 | 2 | 8 | 23 | 0 | 0 | 60 | 1 | 39 | Wednesday | 3
974 | 975 | 2 | 8 | 24 | 0 | 0 | 60 | 1 | 39 | Wednesday | 3
975 | 976 | 2 | 8 | 24 | 0 | 0 | 1440 | 2 | 39 | Wednesday | 3
976 | 977 | 2 | 9 | 1 | 0 | 0 | 60 | 1 | 40 | Thursday | 3
977 | 978 | 2 | 9 | 2 | 0 | 0 | 60 | 1 | 40 | Thursday | 3
978 | 979 | 2 | 9 | 3 | 0 | 0 | 60 | 1 | 40 | Thursday | 3
979 | 980 | 2 | 9 | 4 | 0 | 0 | 60 | 1 | 40 | Thursday | 3
980 | 981 | 2 | 9 | 5 | 0 | 0 | 60 | 1 | 40 | Thursday | 3
981 | 982 | 2 | 9 | 6 | 0 | 0 | 60 | 1 | 40 | Thursday | 3
982 | 983 | 2 | 9 | 7 | 0 | 0 | 60 | 1 | 40 | Thursday | 3
983 | 984 | 2 | 9 | 8 | 0 | 0 | 60 | 1 | 40 | Thursday | 3
984 | 985 | 2 | 9 | 9 | 0 | 0 | 60 | 1 | 40 | Thursday | 3
985 | 986 | 2 | 9 | 10 | 0 | 0 | 60 | 1 | 40 | Thursday | 3
986 | 987 | 2 | 9 | 11 | 0 | 0 | 60 | 1 | 40 | Thursday | 3
987 | 988 | 2 | 9 | 12 | 0 | 0 | 60 | 1 | 40 | Thursday | 3
988 | 989 | 2 | 9 | 13 | 0 | 0 | 60 | 1 | 40 | Thursday | 3
989 | 990 | 2 | 9 | 14 | 0 | 0 | 60 | 1 | 40 | Thursday | 3
990 | 991 | 2 | 9 | 15 | 0 | 0 | 60 | 1 | 40 | Thursday | 3
991 | 992 | 2 | 9 | 16 | 0 | 0 | 60 | 1 | 40 | Thursday | 3
992 | 993 | 2 | 9 | 17 | 0 | 0 | 60 | 1 | 40 | Thursday | 3
993 | 994 | 2 | 9 | 18 | 0 | 0 | 60 | 1 | 40 | Thursday | 3
994 | 995 | 2 | 9 | 19 | 0 | 0 | 60 | 1 | 40 | Thursday | 3
995 | 996 | 2 | 9 | 20 | 0 | 0 | 60 | 1 | 40 | Thursday | 3
996 | 997 | 2 | 9 | 21 | 0 | 0 | 60 | 1 | 40 | Thursday | 3
997 | 998 | 2 | 9 | 22 | 0 | 0 | 60 | 1 | 40 | Thursday | 3
998 | 999 | 2 | 9 | 23 | 0 | 0 | 60 | 1 | 40 | Thursday | 3
999 | 1000 | 2 | 9 | 24 | 0 | 0 | 60 | 1 | 40 | Thursday | 3

## ZoneLists
| ZoneListIndex | Name | ZoneIndex
0 | EMPTY | EMPTY | EMPTY

## DaylightMapHourlyData
| HourlyReportIndex | X | Y | Illuminance
0 | EMPTY | EMPTY | EMPTY | EMPTY

## ComponentSizes
| CompType | CompName | Description | Value | Units
0 | AirTerminal:SingleDuct:Uncontrolled | 3NP:CORR1 DIRECT AIR | Design Size Maximum Air Flow Rate | 0.083492 | m3/s
1 | ZoneHVAC:Baseboard:Convective:Water | 3NP:CORR1 WATER CONVECTOR | Design Size Maximum Water Flow Rate | 6.0318e-05 | m3/s
2 | ZoneHVAC:Baseboard:Convective:Water | 3NP:CORR1 WATER CONVECTOR | Design Size U-Factor Times Area Value | 61.7923 | W/K
3 | AirTerminal:SingleDuct:Uncontrolled | 3NP:CORR2 DIRECT AIR | Design Size Maximum Air Flow Rate | 0.35825 | m3/s
4 | ZoneHVAC:Baseboard:Convective:Water | 3NP:CORR2 WATER CONVECTOR | Design Size Maximum Water Flow Rate | 9.3497e-05 | m3/s
5 | ZoneHVAC:Baseboard:Convective:Water | 3NP:CORR2 WATER CONVECTOR | Design Size U-Factor Times Area Value | 95.8045 | W/K
6 | AirTerminal:SingleDuct:Uncontrolled | 3NP:CORR3 DIRECT AIR | Design Size Maximum Air Flow Rate | 0.24569 | m3/s
7 | ZoneHVAC:Baseboard:Convective:Water | 3NP:CORR3 WATER CONVECTOR | Design Size Maximum Water Flow Rate | 6.7415e-05 | m3/s
8 | ZoneHVAC:Baseboard:Convective:Water | 3NP:CORR3 WATER CONVECTOR | Design Size U-Factor Times Area Value | 69.079 | W/K
9 | AirTerminal:SingleDuct:Uncontrolled | 3NP:OFF1 DIRECT AIR | Design Size Maximum Air Flow Rate | 0.091199 | m3/s
10 | ZoneHVAC:Baseboard:Convective:Water | 3NP:OFF1 WATER CONVECTOR | Design Size Maximum Water Flow Rate | 6.3029e-05 | m3/s
11 | ZoneHVAC:Baseboard:Convective:Water | 3NP:OFF1 WATER CONVECTOR | Design Size U-Factor Times Area Value | 61.6017 | W/K
12 | ZoneHVAC:PackagedTerminalAirConditioner | 3NP:OFF1 PTAC | Design Size Supply Air Flow Rate During Cooling Operation | 0.66607 | m3/s
13 | ZoneHVAC:PackagedTerminalAirConditioner | 3NP:OFF1 PTAC | Design Size Supply Air Flow Rate During Heating Operation | 0.66607 | m3/s
14 | ZoneHVAC:PackagedTerminalAirConditioner | 3NP:OFF1 PTAC | Design Size Supply Air Flow Rate When No Cooling or Heating is Needed | 0.66607 | m3/s
15 | Coil:Cooling:DX:SingleSpeed | 3NP:OFF1 PTAC DX COOLING COIL | Design Size Rated Air Flow Rate | 0.66607 | m3/s
16 | Coil:Cooling:DX:SingleSpeed | 3NP:OFF1 PTAC DX COOLING COIL | Design Size Rated Total Cooling Capacity (gross) | 11025.7651 | W
17 | Coil:Cooling:DX:SingleSpeed | 3NP:OFF1 PTAC DX COOLING COIL | Design Size Rated Sensible Heat Ratio | 0.79866
18 | Coil:Cooling:DX:SingleSpeed | 3NP:OFF1 PTAC DX COOLING COIL | Design Size Evaporative Condenser Air Flow Rate | 1.2569 | m3/s
19 | Coil:Heating:Electric | 3NP:OFF1 PTAC HEATING COIL | Design Size Nominal Capacity | 6798.4923 | W
20 | Fan:OnOff | 3NP:OFF1 PTAC SUPPLY FAN | Design Size Maximum Flow Rate | 0.66607 | m3/s
21 | AirTerminal:SingleDuct:Uncontrolled | 3NP:WC1 DIRECT AIR | Design Size Maximum Air Flow Rate | 0.058183 | m3/s
22 | ZoneHVAC:Baseboard:Convective:Water | 3NP:WC1 WATER CONVECTOR | Design Size Maximum Water Flow Rate | 1.6061e-05 | m3/s
23 | ZoneHVAC:Baseboard:Convective:Water | 3NP:WC1 WATER CONVECTOR | Design Size U-Factor Times Area Value | 16.4575 | W/K
24 | AirTerminal:SingleDuct:Uncontrolled | 3NP:WC2 DIRECT AIR | Design Size Maximum Air Flow Rate | 0.04718 | m3/s
25 | ZoneHVAC:Baseboard:Convective:Water | 3NP:WC2 WATER CONVECTOR | Design Size Maximum Water Flow Rate | 9.2867e-06 | m3/s
26 | ZoneHVAC:Baseboard:Convective:Water | 3NP:WC2 WATER CONVECTOR | Design Size U-Factor Times Area Value | 9.5173 | W/K
27 | AirTerminal:SingleDuct:Uncontrolled | 3NP:CORR4 DIRECT AIR | Design Size Maximum Air Flow Rate | 0.062547 | m3/s
28 | ZoneHVAC:Baseboard:Convective:Water | 3NP:CORR4 WATER CONVECTOR | Design Size Maximum Water Flow Rate | 1.7792e-05 | m3/s
29 | ZoneHVAC:Baseboard:Convective:Water | 3NP:CORR4 WATER CONVECTOR | Design Size U-Factor Times Area Value | 18.2317 | W/K
30 | AirTerminal:SingleDuct:Uncontrolled | 3NP:WC3 DIRECT AIR | Design Size Maximum Air Flow Rate | 0.06066 | m3/s
31 | ZoneHVAC:Baseboard:Convective:Water | 3NP:WC3 WATER CONVECTOR | Design Size Maximum Water Flow Rate | 1.1527e-05 | m3/s
32 | ZoneHVAC:Baseboard:Convective:Water | 3NP:WC3 WATER CONVECTOR | Design Size U-Factor Times Area Value | 11.813 | W/K
33 | AirTerminal:SingleDuct:Uncontrolled | 3NP:CORR DIRECT AIR | Design Size Maximum Air Flow Rate | 0.22365 | m3/s
34 | ZoneHVAC:Baseboard:Convective:Water | 3NP:CORR WATER CONVECTOR | Design Size Maximum Water Flow Rate | 8.2669e-05 | m3/s
35 | ZoneHVAC:Baseboard:Convective:Water | 3NP:CORR WATER CONVECTOR | Design Size U-Factor Times Area Value | 84.6935 | W/K
36 | AirTerminal:SingleDuct:Uncontrolled | 3NP:OFF2 DIRECT AIR | Design Size Maximum Air Flow Rate | 0.021131 | m3/s
37 | ZoneHVAC:Baseboard:Convective:Water | 3NP:OFF2 WATER CONVECTOR | Design Size Maximum Water Flow Rate | 8.5626e-06 | m3/s
38 | ZoneHVAC:Baseboard:Convective:Water | 3NP:OFF2 WATER CONVECTOR | Design Size U-Factor Times Area Value | 8.3696 | W/K
39 | ZoneHVAC:PackagedTerminalAirConditioner | 3NP:OFF2 PTAC | Design Size Supply Air Flow Rate During Cooling Operation | 0.078663 | m3/s
40 | ZoneHVAC:PackagedTerminalAirConditioner | 3NP:OFF2 PTAC | Design Size Supply Air Flow Rate During Heating Operation | 0.078663 | m3/s
41 | ZoneHVAC:PackagedTerminalAirConditioner | 3NP:OFF2 PTAC | Design Size Supply Air Flow Rate When No Cooling or Heating is Needed | 0.078663 | m3/s
42 | Coil:Cooling:DX:SingleSpeed | 3NP:OFF2 PTAC DX COOLING COIL | Design Size Rated Air Flow Rate | 0.078663 | m3/s
43 | Coil:Cooling:DX:SingleSpeed | 3NP:OFF2 PTAC DX COOLING COIL | Design Size Rated Total Cooling Capacity (gross) | 1302.1442 | W
44 | Coil:Cooling:DX:SingleSpeed | 3NP:OFF2 PTAC DX COOLING COIL | Design Size Rated Sensible Heat Ratio | 0.79866
45 | Coil:Cooling:DX:SingleSpeed | 3NP:OFF2 PTAC DX COOLING COIL | Design Size Evaporative Condenser Air Flow Rate | 0.14844 | m3/s
46 | Coil:Heating:Electric | 3NP:OFF2 PTAC HEATING COIL | Design Size Nominal Capacity | 1575.2604 | W
47 | Fan:OnOff | 3NP:OFF2 PTAC SUPPLY FAN | Design Size Maximum Flow Rate | 0.078663 | m3/s
48 | AirTerminal:SingleDuct:Uncontrolled | 3NP:LOBBY DIRECT AIR | Design Size Maximum Air Flow Rate | 0.25667 | m3/s
49 | ZoneHVAC:Baseboard:Convective:Water | 3NP:LOBBY WATER CONVECTOR | Design Size Maximum Water Flow Rate | 0.00011815 | m3/s
50 | ZoneHVAC:Baseboard:Convective:Water | 3NP:LOBBY WATER CONVECTOR | Design Size U-Factor Times Area Value | 121.0365 | W/K
51 | AirTerminal:SingleDuct:Uncontrolled | 3NP:OFF3 DIRECT AIR | Design Size Maximum Air Flow Rate | 0.057177 | m3/s
52 | ZoneHVAC:Baseboard:Convective:Water | 3NP:OFF3 WATER CONVECTOR | Design Size Maximum Water Flow Rate | 5.5006e-05 | m3/s
53 | ZoneHVAC:Baseboard:Convective:Water | 3NP:OFF3 WATER CONVECTOR | Design Size U-Factor Times Area Value | 53.7589 | W/K
54 | ZoneHVAC:PackagedTerminalAirConditioner | 3NP:OFF3 PTAC | Design Size Supply Air Flow Rate During Cooling Operation | 0.32061 | m3/s
55 | ZoneHVAC:PackagedTerminalAirConditioner | 3NP:OFF3 PTAC | Design Size Supply Air Flow Rate During Heating Operation | 0.32061 | m3/s
56 | ZoneHVAC:PackagedTerminalAirConditioner | 3NP:OFF3 PTAC | Design Size Supply Air Flow Rate When No Cooling or Heating is Needed | 0.32061 | m3/s
57 | Coil:Cooling:DX:SingleSpeed | 3NP:OFF3 PTAC DX COOLING COIL | Design Size Rated Air Flow Rate | 0.32061 | m3/s
58 | Coil:Cooling:DX:SingleSpeed | 3NP:OFF3 PTAC DX COOLING COIL | Design Size Rated Total Cooling Capacity (gross) | 5307.2134 | W
59 | Coil:Cooling:DX:SingleSpeed | 3NP:OFF3 PTAC DX COOLING COIL | Design Size Rated Sensible Heat Ratio | 0.79866
60 | Coil:Cooling:DX:SingleSpeed | 3NP:OFF3 PTAC DX COOLING COIL | Design Size Evaporative Condenser Air Flow Rate | 0.60502 | m3/s
61 | Coil:Heating:Electric | 3NP:OFF3 PTAC HEATING COIL | Design Size Nominal Capacity | 4504.8932 | W
62 | Fan:OnOff | 3NP:OFF3 PTAC SUPPLY FAN | Design Size Maximum Flow Rate | 0.32061 | m3/s
63 | AirTerminal:SingleDuct:Uncontrolled | 3NP:WC4 DIRECT AIR | Design Size Maximum Air Flow Rate | 0.06403 | m3/s
64 | ZoneHVAC:Baseboard:Convective:Water | 3NP:WC4 WATER CONVECTOR | Design Size Maximum Water Flow Rate | 1.1931e-05 | m3/s
65 | ZoneHVAC:Baseboard:Convective:Water | 3NP:WC4 WATER CONVECTOR | Design Size U-Factor Times Area Value | 12.2273 | W/K
66 | AirTerminal:SingleDuct:Uncontrolled | 3NP:OFF4 DIRECT AIR | Design Size Maximum Air Flow Rate | 0.065605 | m3/s
67 | ZoneHVAC:Baseboard:Convective:Water | 3NP:OFF4 WATER CONVECTOR | Design Size Maximum Water Flow Rate | 2.4162e-05 | m3/s
68 | ZoneHVAC:Baseboard:Convective:Water | 3NP:OFF4 WATER CONVECTOR | Design Size U-Factor Times Area Value | 23.6174 | W/K
69 | ZoneHVAC:PackagedTerminalAirConditioner | 3NP:OFF4 PTAC | Design Size Supply Air Flow Rate During Cooling Operation | 0.26587 | m3/s
70 | ZoneHVAC:PackagedTerminalAirConditioner | 3NP:OFF4 PTAC | Design Size Supply Air Flow Rate During Heating Operation | 0.26587 | m3/s
71 | ZoneHVAC:PackagedTerminalAirConditioner | 3NP:OFF4 PTAC | Design Size Supply Air Flow Rate When No Cooling or Heating is Needed | 0.26587 | m3/s
72 | Coil:Cooling:DX:SingleSpeed | 3NP:OFF4 PTAC DX COOLING COIL | Design Size Rated Air Flow Rate | 0.26587 | m3/s
73 | Coil:Cooling:DX:SingleSpeed | 3NP:OFF4 PTAC DX COOLING COIL | Design Size Rated Total Cooling Capacity (gross) | 4401.0338 | W
74 | Coil:Cooling:DX:SingleSpeed | 3NP:OFF4 PTAC DX COOLING COIL | Design Size Rated Sensible Heat Ratio | 0.79866
75 | Coil:Cooling:DX:SingleSpeed | 3NP:OFF4 PTAC DX COOLING COIL | Design Size Evaporative Condenser Air Flow Rate | 0.50172 | m3/s
76 | Coil:Heating:Electric | 3NP:OFF4 PTAC HEATING COIL | Design Size Nominal Capacity | 4890.5671 | W
77 | Fan:OnOff | 3NP:OFF4 PTAC SUPPLY FAN | Design Size Maximum Flow Rate | 0.26587 | m3/s
78 | AirTerminal:SingleDuct:Uncontrolled | 3NP:OFF5 DIRECT AIR | Design Size Maximum Air Flow Rate | 0.052186 | m3/s
79 | ZoneHVAC:Baseboard:Convective:Water | 3NP:OFF5 WATER CONVECTOR | Design Size Maximum Water Flow Rate | 3.163e-05 | m3/s
80 | ZoneHVAC:Baseboard:Convective:Water | 3NP:OFF5 WATER CONVECTOR | Design Size U-Factor Times Area Value | 30.9143 | W/K
81 | ZoneHVAC:PackagedTerminalAirConditioner | 3NP:OFF5 PTAC | Design Size Supply Air Flow Rate During Cooling Operation | 0.20493 | m3/s
82 | ZoneHVAC:PackagedTerminalAirConditioner | 3NP:OFF5 PTAC | Design Size Supply Air Flow Rate During Heating Operation | 0.20493 | m3/s
83 | ZoneHVAC:PackagedTerminalAirConditioner | 3NP:OFF5 PTAC | Design Size Supply Air Flow Rate When No Cooling or Heating is Needed | 0.20493 | m3/s
84 | Coil:Cooling:DX:SingleSpeed | 3NP:OFF5 PTAC DX COOLING COIL | Design Size Rated Air Flow Rate | 0.20493 | m3/s
85 | Coil:Cooling:DX:SingleSpeed | 3NP:OFF5 PTAC DX COOLING COIL | Design Size Rated Total Cooling Capacity (gross) | 3392.31 | W
86 | Coil:Cooling:DX:SingleSpeed | 3NP:OFF5 PTAC DX COOLING COIL | Design Size Rated Sensible Heat Ratio | 0.79866
87 | Coil:Cooling:DX:SingleSpeed | 3NP:OFF5 PTAC DX COOLING COIL | Design Size Evaporative Condenser Air Flow Rate | 0.38672 | m3/s
88 | Coil:Heating:Electric | 3NP:OFF5 PTAC HEATING COIL | Design Size Nominal Capacity | 3890.2916 | W
89 | Fan:OnOff | 3NP:OFF5 PTAC SUPPLY FAN | Design Size Maximum Flow Rate | 0.20493 | m3/s
90 | AirTerminal:SingleDuct:Uncontrolled | 3NP:OFF6 DIRECT AIR | Design Size Maximum Air Flow Rate | 0.038331 | m3/s
91 | ZoneHVAC:Baseboard:Convective:Water | 3NP:OFF6 WATER CONVECTOR | Design Size Maximum Water Flow Rate | 4.427e-05 | m3/s
92 | ZoneHVAC:Baseboard:Convective:Water | 3NP:OFF6 WATER CONVECTOR | Design Size U-Factor Times Area Value | 43.2653 | W/K
93 | ZoneHVAC:PackagedTerminalAirConditioner | 3NP:OFF6 PTAC | Design Size Supply Air Flow Rate During Cooling Operation | 0.3327 | m3/s
94 | ZoneHVAC:PackagedTerminalAirConditioner | 3NP:OFF6 PTAC | Design Size Supply Air Flow Rate During Heating Operation | 0.3327 | m3/s
95 | ZoneHVAC:PackagedTerminalAirConditioner | 3NP:OFF6 PTAC | Design Size Supply Air Flow Rate When No Cooling or Heating is Needed | 0.3327 | m3/s
96 | Coil:Cooling:DX:SingleSpeed | 3NP:OFF6 PTAC DX COOLING COIL | Design Size Rated Air Flow Rate | 0.3327 | m3/s
97 | Coil:Cooling:DX:SingleSpeed | 3NP:OFF6 PTAC DX COOLING COIL | Design Size Rated Total Cooling Capacity (gross) | 5507.4083 | W
98 | Coil:Cooling:DX:SingleSpeed | 3NP:OFF6 PTAC DX COOLING COIL | Design Size Rated Sensible Heat Ratio | 0.79866
99 | Coil:Cooling:DX:SingleSpeed | 3NP:OFF6 PTAC DX COOLING COIL | Design Size Evaporative Condenser Air Flow Rate | 0.62784 | m3/s
100 | Coil:Heating:Electric | 3NP:OFF6 PTAC HEATING COIL | Design Size Nominal Capacity | 3329.4726 | W
101 | Fan:OnOff | 3NP:OFF6 PTAC SUPPLY FAN | Design Size Maximum Flow Rate | 0.3327 | m3/s
102 | AirTerminal:SingleDuct:Uncontrolled | 3NP:WC DIRECT AIR | Design Size Maximum Air Flow Rate | 0.021029 | m3/s
103 | ZoneHVAC:Baseboard:Convective:Water | 3NP:WC WATER CONVECTOR | Design Size Maximum Water Flow Rate | 9.0477e-06 | m3/s
104 | ZoneHVAC:Baseboard:Convective:Water | 3NP:WC WATER CONVECTOR | Design Size U-Factor Times Area Value | 9.2701 | W/K
105 | AirTerminal:SingleDuct:Uncontrolled | 3NP:OFF7 DIRECT AIR | Design Size Maximum Air Flow Rate | 0.010894 | m3/s
106 | ZoneHVAC:Baseboard:Convective:Water | 3NP:OFF7 WATER CONVECTOR | Design Size Maximum Water Flow Rate | 1.6859e-05 | m3/s
107 | ZoneHVAC:Baseboard:Convective:Water | 3NP:OFF7 WATER CONVECTOR | Design Size U-Factor Times Area Value | 16.4758 | W/K
108 | ZoneHVAC:PackagedTerminalAirConditioner | 3NP:OFF7 PTAC | Design Size Supply Air Flow Rate During Cooling Operation | 0.07268 | m3/s
109 | ZoneHVAC:PackagedTerminalAirConditioner | 3NP:OFF7 PTAC | Design Size Supply Air Flow Rate During Heating Operation | 0.07268 | m3/s
110 | ZoneHVAC:PackagedTerminalAirConditioner | 3NP:OFF7 PTAC | Design Size Supply Air Flow Rate When No Cooling or Heating is Needed | 0.07268 | m3/s
111 | Coil:Cooling:DX:SingleSpeed | 3NP:OFF7 PTAC DX COOLING COIL | Design Size Rated Air Flow Rate | 0.07268 | m3/s
112 | Coil:Cooling:DX:SingleSpeed | 3NP:OFF7 PTAC DX COOLING COIL | Design Size Rated Total Cooling Capacity (gross) | 1203.1175 | W
113 | Coil:Cooling:DX:SingleSpeed | 3NP:OFF7 PTAC DX COOLING COIL | Design Size Rated Sensible Heat Ratio | 0.79866
114 | Coil:Cooling:DX:SingleSpeed | 3NP:OFF7 PTAC DX COOLING COIL | Design Size Evaporative Condenser Air Flow Rate | 0.13716 | m3/s
115 | Coil:Heating:Electric | 3NP:OFF7 PTAC HEATING COIL | Design Size Nominal Capacity | 1125.235 | W
116 | Fan:OnOff | 3NP:OFF7 PTAC SUPPLY FAN | Design Size Maximum Flow Rate | 0.07268 | m3/s
117 | AirTerminal:SingleDuct:Uncontrolled | 3NP:OFF DIRECT AIR | Design Size Maximum Air Flow Rate | 0.036031 | m3/s
118 | ZoneHVAC:Baseboard:Convective:Water | 3NP:OFF WATER CONVECTOR | Design Size Maximum Water Flow Rate | 3.7553e-05 | m3/s
119 | ZoneHVAC:Baseboard:Convective:Water | 3NP:OFF WATER CONVECTOR | Design Size U-Factor Times Area Value | 36.7013 | W/K
120 | ZoneHVAC:PackagedTerminalAirConditioner | 3NP:OFF PTAC | Design Size Supply Air Flow Rate During Cooling Operation | 0.29534 | m3/s
121 | ZoneHVAC:PackagedTerminalAirConditioner | 3NP:OFF PTAC | Design Size Supply Air Flow Rate During Heating Operation | 0.29534 | m3/s
122 | ZoneHVAC:PackagedTerminalAirConditioner | 3NP:OFF PTAC | Design Size Supply Air Flow Rate When No Cooling or Heating is Needed | 0.29534 | m3/s
123 | Coil:Cooling:DX:SingleSpeed | 3NP:OFF PTAC DX COOLING COIL | Design Size Rated Air Flow Rate | 0.29534 | m3/s
124 | Coil:Cooling:DX:SingleSpeed | 3NP:OFF PTAC DX COOLING COIL | Design Size Rated Total Cooling Capacity (gross) | 4888.8545 | W
125 | Coil:Cooling:DX:SingleSpeed | 3NP:OFF PTAC DX COOLING COIL | Design Size Rated Sensible Heat Ratio | 0.79866
126 | Coil:Cooling:DX:SingleSpeed | 3NP:OFF PTAC DX COOLING COIL | Design Size Evaporative Condenser Air Flow Rate | 0.55733 | m3/s
127 | Coil:Heating:Electric | 3NP:OFF PTAC HEATING COIL | Design Size Nominal Capacity | 2959.7604 | W
128 | Fan:OnOff | 3NP:OFF PTAC SUPPLY FAN | Design Size Maximum Flow Rate | 0.29534 | m3/s
129 | ZoneHVAC:Baseboard:Convective:Water | 4NP:CORR1 WATER CONVECTOR | Design Size Maximum Water Flow Rate | 6.3188e-05 | m3/s
130 | ZoneHVAC:Baseboard:Convective:Water | 4NP:CORR1 WATER CONVECTOR | Design Size U-Factor Times Area Value | 64.7362 | W/K
131 | ZoneHVAC:PackagedTerminalAirConditioner | 4NP:CORR1 PTAC | Design Size Supply Air Flow Rate During Cooling Operation | 0.21926 | m3/s
132 | ZoneHVAC:PackagedTerminalAirConditioner | 4NP:CORR1 PTAC | Design Size Supply Air Flow Rate During Heating Operation | 0.21926 | m3/s
133 | ZoneHVAC:PackagedTerminalAirConditioner | 4NP:CORR1 PTAC | Design Size Supply Air Flow Rate When No Cooling or Heating is Needed | 0.21926 | m3/s
134 | Coil:Cooling:DX:SingleSpeed | 4NP:CORR1 PTAC DX COOLING COIL | Design Size Rated Air Flow Rate | 0.21926 | m3/s
135 | Coil:Cooling:DX:SingleSpeed | 4NP:CORR1 PTAC DX COOLING COIL | Design Size Rated Total Cooling Capacity (gross) | 3629.4833 | W
136 | Coil:Cooling:DX:SingleSpeed | 4NP:CORR1 PTAC DX COOLING COIL | Design Size Rated Sensible Heat Ratio | 0.79866
137 | Coil:Cooling:DX:SingleSpeed | 4NP:CORR1 PTAC DX COOLING COIL | Design Size Evaporative Condenser Air Flow Rate | 0.41376 | m3/s
138 | Coil:Heating:Electric | 4NP:CORR1 PTAC HEATING COIL | Design Size Nominal Capacity | 5446.196 | W
139 | Fan:OnOff | 4NP:CORR1 PTAC SUPPLY FAN | Design Size Maximum Flow Rate | 0.21926 | m3/s
140 | AirTerminal:SingleDuct:Uncontrolled | 4NP:CORR1 DIRECT AIR | Design Size Maximum Air Flow Rate | 0.21926 | m3/s
141 | ZoneHVAC:Baseboard:Convective:Water | 4NP:CORR2 WATER CONVECTOR | Design Size Maximum Water Flow Rate | 4.3896e-05 | m3/s
142 | ZoneHVAC:Baseboard:Convective:Water | 4NP:CORR2 WATER CONVECTOR | Design Size U-Factor Times Area Value | 44.9717 | W/K
143 | ZoneHVAC:PackagedTerminalAirConditioner | 4NP:CORR2 PTAC | Design Size Supply Air Flow Rate During Cooling Operation | 0.13773 | m3/s
144 | ZoneHVAC:PackagedTerminalAirConditioner | 4NP:CORR2 PTAC | Design Size Supply Air Flow Rate During Heating Operation | 0.13773 | m3/s
145 | ZoneHVAC:PackagedTerminalAirConditioner | 4NP:CORR2 PTAC | Design Size Supply Air Flow Rate When No Cooling or Heating is Needed | 0.13773 | m3/s
146 | Coil:Cooling:DX:SingleSpeed | 4NP:CORR2 PTAC DX COOLING COIL | Design Size Rated Air Flow Rate | 0.13773 | m3/s
147 | Coil:Cooling:DX:SingleSpeed | 4NP:CORR2 PTAC DX COOLING COIL | Design Size Rated Total Cooling Capacity (gross) | 2279.9371 | W
148 | Coil:Cooling:DX:SingleSpeed | 4NP:CORR2 PTAC DX COOLING COIL | Design Size Rated Sensible Heat Ratio | 0.79866
149 | Coil:Cooling:DX:SingleSpeed | 4NP:CORR2 PTAC DX COOLING COIL | Design Size Evaporative Condenser Air Flow Rate | 0.25991 | m3/s
150 | Coil:Heating:Electric | 4NP:CORR2 PTAC HEATING COIL | Design Size Nominal Capacity | 4486.3561 | W
151 | Fan:OnOff | 4NP:CORR2 PTAC SUPPLY FAN | Design Size Maximum Flow Rate | 0.13773 | m3/s
152 | AirTerminal:SingleDuct:Uncontrolled | 4NP:CORR2 DIRECT AIR | Design Size Maximum Air Flow Rate | 0.13773 | m3/s
153 | ZoneHVAC:Baseboard:Convective:Water | 4NP:WC1 WATER CONVECTOR | Design Size Maximum Water Flow Rate | 1.1758e-05 | m3/s
154 | ZoneHVAC:Baseboard:Convective:Water | 4NP:WC1 WATER CONVECTOR | Design Size U-Factor Times Area Value | 12.0455 | W/K
155 | ZoneHVAC:PackagedTerminalAirConditioner | 4NP:WC1 PTAC | Design Size Supply Air Flow Rate During Cooling Operation | 0.05394 | m3/s
156 | ZoneHVAC:PackagedTerminalAirConditioner | 4NP:WC1 PTAC | Design Size Supply Air Flow Rate During Heating Operation | 0.05394 | m3/s
157 | ZoneHVAC:PackagedTerminalAirConditioner | 4NP:WC1 PTAC | Design Size Supply Air Flow Rate When No Cooling or Heating is Needed | 0.05394 | m3/s
158 | Coil:Cooling:DX:SingleSpeed | 4NP:WC1 PTAC DX COOLING COIL | Design Size Rated Air Flow Rate | 0.05394 | m3/s
159 | Coil:Cooling:DX:SingleSpeed | 4NP:WC1 PTAC DX COOLING COIL | Design Size Rated Total Cooling Capacity (gross) | 892.8985 | W
160 | Coil:Cooling:DX:SingleSpeed | 4NP:WC1 PTAC DX COOLING COIL | Design Size Rated Sensible Heat Ratio | 0.79866
161 | Coil:Cooling:DX:SingleSpeed | 4NP:WC1 PTAC DX COOLING COIL | Design Size Evaporative Condenser Air Flow Rate | 0.10179 | m3/s
162 | Coil:Heating:Electric | 4NP:WC1 PTAC HEATING COIL | Design Size Nominal Capacity | 2927.3113 | W
163 | Fan:OnOff | 4NP:WC1 PTAC SUPPLY FAN | Design Size Maximum Flow Rate | 0.05394 | m3/s
164 | AirTerminal:SingleDuct:Uncontrolled | 4NP:WC1 DIRECT AIR | Design Size Maximum Air Flow Rate | 0.05394 | m3/s
165 | ZoneHVAC:Baseboard:Convective:Water | 4NP:CORR3 WATER CONVECTOR | Design Size Maximum Water Flow Rate | 3.992e-05 | m3/s
166 | ZoneHVAC:Baseboard:Convective:Water | 4NP:CORR3 WATER CONVECTOR | Design Size U-Factor Times Area Value | 40.8984 | W/K
167 | ZoneHVAC:PackagedTerminalAirConditioner | 4NP:CORR3 PTAC | Design Size Supply Air Flow Rate During Cooling Operation | 0.24246 | m3/s
168 | ZoneHVAC:PackagedTerminalAirConditioner | 4NP:CORR3 PTAC | Design Size Supply Air Flow Rate During Heating Operation | 0.24246 | m3/s
169 | ZoneHVAC:PackagedTerminalAirConditioner | 4NP:CORR3 PTAC | Design Size Supply Air Flow Rate When No Cooling or Heating is Needed | 0.24246 | m3/s
170 | Coil:Cooling:DX:SingleSpeed | 4NP:CORR3 PTAC DX COOLING COIL | Design Size Rated Air Flow Rate | 0.24246 | m3/s
171 | Coil:Cooling:DX:SingleSpeed | 4NP:CORR3 PTAC DX COOLING COIL | Design Size Rated Total Cooling Capacity (gross) | 4013.5686 | W
172 | Coil:Cooling:DX:SingleSpeed | 4NP:CORR3 PTAC DX COOLING COIL | Design Size Rated Sensible Heat Ratio | 0.79866
173 | Coil:Cooling:DX:SingleSpeed | 4NP:CORR3 PTAC DX COOLING COIL | Design Size Evaporative Condenser Air Flow Rate | 0.45755 | m3/s
174 | Coil:Heating:Electric | 4NP:CORR3 PTAC HEATING COIL | Design Size Nominal Capacity | 13158.1906 | W
175 | Fan:OnOff | 4NP:CORR3 PTAC SUPPLY FAN | Design Size Maximum Flow Rate | 0.24246 | m3/s
176 | AirTerminal:SingleDuct:Uncontrolled | 4NP:CORR3 DIRECT AIR | Design Size Maximum Air Flow Rate | 0.24246 | m3/s
177 | ZoneHVAC:Baseboard:Convective:Water | 4NP:CORR4 WATER CONVECTOR | Design Size Maximum Water Flow Rate | 2.6852e-05 | m3/s
178 | ZoneHVAC:Baseboard:Convective:Water | 4NP:CORR4 WATER CONVECTOR | Design Size U-Factor Times Area Value | 27.5091 | W/K
179 | ZoneHVAC:PackagedTerminalAirConditioner | 4NP:CORR4 PTAC | Design Size Supply Air Flow Rate During Cooling Operation | 0.13094 | m3/s
180 | ZoneHVAC:PackagedTerminalAirConditioner | 4NP:CORR4 PTAC | Design Size Supply Air Flow Rate During Heating Operation | 0.13094 | m3/s
181 | ZoneHVAC:PackagedTerminalAirConditioner | 4NP:CORR4 PTAC | Design Size Supply Air Flow Rate When No Cooling or Heating is Needed | 0.13094 | m3/s
182 | Coil:Cooling:DX:SingleSpeed | 4NP:CORR4 PTAC DX COOLING COIL | Design Size Rated Air Flow Rate | 0.13094 | m3/s
183 | Coil:Cooling:DX:SingleSpeed | 4NP:CORR4 PTAC DX COOLING COIL | Design Size Rated Total Cooling Capacity (gross) | 2175.3555 | W
184 | Coil:Cooling:DX:SingleSpeed | 4NP:CORR4 PTAC DX COOLING COIL | Design Size Rated Sensible Heat Ratio | 0.79734
185 | Coil:Cooling:DX:SingleSpeed | 4NP:CORR4 PTAC DX COOLING COIL | Design Size Evaporative Condenser Air Flow Rate | 0.24799 | m3/s
186 | Coil:Heating:Electric | 4NP:CORR4 PTAC HEATING COIL | Design Size Nominal Capacity | 7106.3099 | W
187 | Fan:OnOff | 4NP:CORR4 PTAC SUPPLY FAN | Design Size Maximum Flow Rate | 0.13094 | m3/s
188 | AirTerminal:SingleDuct:Uncontrolled | 4NP:CORR4 DIRECT AIR | Design Size Maximum Air Flow Rate | 0.13094 | m3/s
189 | AirTerminal:SingleDuct:Uncontrolled | 4NP:OFF1 DIRECT AIR | Design Size Maximum Air Flow Rate | 0.091199 | m3/s
190 | ZoneHVAC:Baseboard:Convective:Water | 4NP:OFF1 WATER CONVECTOR | Design Size Maximum Water Flow Rate | 6.7785e-05 | m3/s
191 | ZoneHVAC:Baseboard:Convective:Water | 4NP:OFF1 WATER CONVECTOR | Design Size U-Factor Times Area Value | 66.2503 | W/K
192 | ZoneHVAC:PackagedTerminalAirConditioner | 4NP:OFF1 PTAC | Design Size Supply Air Flow Rate During Cooling Operation | 0.66656 | m3/s
193 | ZoneHVAC:PackagedTerminalAirConditioner | 4NP:OFF1 PTAC | Design Size Supply Air Flow Rate During Heating Operation | 0.66656 | m3/s
194 | ZoneHVAC:PackagedTerminalAirConditioner | 4NP:OFF1 PTAC | Design Size Supply Air Flow Rate When No Cooling or Heating is Needed | 0.66656 | m3/s
195 | Coil:Cooling:DX:SingleSpeed | 4NP:OFF1 PTAC DX COOLING COIL | Design Size Rated Air Flow Rate | 0.66656 | m3/s
196 | Coil:Cooling:DX:SingleSpeed | 4NP:OFF1 PTAC DX COOLING COIL | Design Size Rated Total Cooling Capacity (gross) | 11033.9918 | W
197 | Coil:Cooling:DX:SingleSpeed | 4NP:OFF1 PTAC DX COOLING COIL | Design Size Rated Sensible Heat Ratio | 0.79866
198 | Coil:Cooling:DX:SingleSpeed | 4NP:OFF1 PTAC DX COOLING COIL | Design Size Evaporative Condenser Air Flow Rate | 1.2579 | m3/s
199 | Coil:Heating:Electric | 4NP:OFF1 PTAC HEATING COIL | Design Size Nominal Capacity | 6798.4923 | W
200 | Fan:OnOff | 4NP:OFF1 PTAC SUPPLY FAN | Design Size Maximum Flow Rate | 0.66656 | m3/s
201 | ZoneHVAC:Baseboard:Convective:Water | 4NP:CORR5 WATER CONVECTOR | Design Size Maximum Water Flow Rate | 5.909e-05 | m3/s
202 | ZoneHVAC:Baseboard:Convective:Water | 4NP:CORR5 WATER CONVECTOR | Design Size U-Factor Times Area Value | 60.5347 | W/K
203 | ZoneHVAC:PackagedTerminalAirConditioner | 4NP:CORR5 PTAC | Design Size Supply Air Flow Rate During Cooling Operation | 0.21278 | m3/s
204 | ZoneHVAC:PackagedTerminalAirConditioner | 4NP:CORR5 PTAC | Design Size Supply Air Flow Rate During Heating Operation | 0.21278 | m3/s
205 | ZoneHVAC:PackagedTerminalAirConditioner | 4NP:CORR5 PTAC | Design Size Supply Air Flow Rate When No Cooling or Heating is Needed | 0.21278 | m3/s
206 | Coil:Cooling:DX:SingleSpeed | 4NP:CORR5 PTAC DX COOLING COIL | Design Size Rated Air Flow Rate | 0.21278 | m3/s
207 | Coil:Cooling:DX:SingleSpeed | 4NP:CORR5 PTAC DX COOLING COIL | Design Size Rated Total Cooling Capacity (gross) | 3522.1875 | W
208 | Coil:Cooling:DX:SingleSpeed | 4NP:CORR5 PTAC DX COOLING COIL | Design Size Rated Sensible Heat Ratio | 0.79866
209 | Coil:Cooling:DX:SingleSpeed | 4NP:CORR5 PTAC DX COOLING COIL | Design Size Evaporative Condenser Air Flow Rate | 0.40153 | m3/s
210 | Coil:Heating:Electric | 4NP:CORR5 PTAC HEATING COIL | Design Size Nominal Capacity | 10020.6452 | W
211 | Fan:OnOff | 4NP:CORR5 PTAC SUPPLY FAN | Design Size Maximum Flow Rate | 0.21278 | m3/s
212 | AirTerminal:SingleDuct:Uncontrolled | 4NP:CORR5 DIRECT AIR | Design Size Maximum Air Flow Rate | 0.21278 | m3/s
213 | ZoneHVAC:Baseboard:Convective:Water | 4NP:KITCH WATER CONVECTOR | Design Size Maximum Water Flow Rate | 6.3199e-06 | m3/s
214 | ZoneHVAC:Baseboard:Convective:Water | 4NP:KITCH WATER CONVECTOR | Design Size U-Factor Times Area Value | 6.4749 | W/K
215 | ZoneHVAC:PackagedTerminalAirConditioner | 4NP:KITCH PTAC | Design Size Supply Air Flow Rate During Cooling Operation | 0.058254 | m3/s
216 | ZoneHVAC:PackagedTerminalAirConditioner | 4NP:KITCH PTAC | Design Size Supply Air Flow Rate During Heating Operation | 0.058254 | m3/s
217 | ZoneHVAC:PackagedTerminalAirConditioner | 4NP:KITCH PTAC | Design Size Supply Air Flow Rate When No Cooling or Heating is Needed | 0.058254 | m3/s
218 | Coil:Cooling:DX:SingleSpeed | 4NP:KITCH PTAC DX COOLING COIL | Design Size Rated Air Flow Rate | 0.058254 | m3/s
219 | Coil:Cooling:DX:SingleSpeed | 4NP:KITCH PTAC DX COOLING COIL | Design Size Rated Total Cooling Capacity (gross) | 964.305 | W
220 | Coil:Cooling:DX:SingleSpeed | 4NP:KITCH PTAC DX COOLING COIL | Design Size Rated Sensible Heat Ratio | 0.79866
221 | Coil:Cooling:DX:SingleSpeed | 4NP:KITCH PTAC DX COOLING COIL | Design Size Evaporative Condenser Air Flow Rate | 0.10993 | m3/s
222 | Coil:Heating:Electric | 4NP:KITCH PTAC HEATING COIL | Design Size Nominal Capacity | 2018.8274 | W
223 | Fan:OnOff | 4NP:KITCH PTAC SUPPLY FAN | Design Size Maximum Flow Rate | 0.058254 | m3/s
224 | AirTerminal:SingleDuct:Uncontrolled | 4NP:KITCH DIRECT AIR | Design Size Maximum Air Flow Rate | 0.058254 | m3/s
225 | ZoneHVAC:Baseboard:Convective:Water | 4NP:WC2 WATER CONVECTOR | Design Size Maximum Water Flow Rate | 6.5357e-06 | m3/s
226 | ZoneHVAC:Baseboard:Convective:Water | 4NP:WC2 WATER CONVECTOR | Design Size U-Factor Times Area Value | 6.6962 | W/K
227 | ZoneHVAC:PackagedTerminalAirConditioner | 4NP:WC2 PTAC | Design Size Supply Air Flow Rate During Cooling Operation | 0.0434 | m3/s
228 | ZoneHVAC:PackagedTerminalAirConditioner | 4NP:WC2 PTAC | Design Size Supply Air Flow Rate During Heating Operation | 0.0434 | m3/s
229 | ZoneHVAC:PackagedTerminalAirConditioner | 4NP:WC2 PTAC | Design Size Supply Air Flow Rate When No Cooling or Heating is Needed | 0.0434 | m3/s
230 | Coil:Cooling:DX:SingleSpeed | 4NP:WC2 PTAC DX COOLING COIL | Design Size Rated Air Flow Rate | 0.0434 | m3/s
231 | Coil:Cooling:DX:SingleSpeed | 4NP:WC2 PTAC DX COOLING COIL | Design Size Rated Total Cooling Capacity (gross) | 718.4241 | W
232 | Coil:Cooling:DX:SingleSpeed | 4NP:WC2 PTAC DX COOLING COIL | Design Size Rated Sensible Heat Ratio | 0.79866
233 | Coil:Cooling:DX:SingleSpeed | 4NP:WC2 PTAC DX COOLING COIL | Design Size Evaporative Condenser Air Flow Rate | 0.0819 | m3/s
234 | Coil:Heating:Electric | 4NP:WC2 PTAC HEATING COIL | Design Size Nominal Capacity | 2355.2921 | W
235 | Fan:OnOff | 4NP:WC2 PTAC SUPPLY FAN | Design Size Maximum Flow Rate | 0.0434 | m3/s
236 | AirTerminal:SingleDuct:Uncontrolled | 4NP:WC2 DIRECT AIR | Design Size Maximum Air Flow Rate | 0.0434 | m3/s
237 | AirTerminal:SingleDuct:Uncontrolled | 4NP:OFF2 DIRECT AIR | Design Size Maximum Air Flow Rate | 0.02102 | m3/s
238 | ZoneHVAC:Baseboard:Convective:Water | 4NP:OFF2 WATER CONVECTOR | Design Size Maximum Water Flow Rate | 1.5258e-05 | m3/s
239 | ZoneHVAC:Baseboard:Convective:Water | 4NP:OFF2 WATER CONVECTOR | Design Size U-Factor Times Area Value | 14.9124 | W/K
240 | ZoneHVAC:PackagedTerminalAirConditioner | 4NP:OFF2 PTAC | Design Size Supply Air Flow Rate During Cooling Operation | 0.15641 | m3/s
241 | ZoneHVAC:PackagedTerminalAirConditioner | 4NP:OFF2 PTAC | Design Size Supply Air Flow Rate During Heating Operation | 0.15641 | m3/s
242 | ZoneHVAC:PackagedTerminalAirConditioner | 4NP:OFF2 PTAC | Design Size Supply Air Flow Rate When No Cooling or Heating is Needed | 0.15641 | m3/s
243 | Coil:Cooling:DX:SingleSpeed | 4NP:OFF2 PTAC DX COOLING COIL | Design Size Rated Air Flow Rate | 0.15641 | m3/s
244 | Coil:Cooling:DX:SingleSpeed | 4NP:OFF2 PTAC DX COOLING COIL | Design Size Rated Total Cooling Capacity (gross) | 2589.1393 | W
245 | Coil:Cooling:DX:SingleSpeed | 4NP:OFF2 PTAC DX COOLING COIL | Design Size Rated Sensible Heat Ratio | 0.79866
246 | Coil:Cooling:DX:SingleSpeed | 4NP:OFF2 PTAC DX COOLING COIL | Design Size Evaporative Condenser Air Flow Rate | 0.29516 | m3/s
247 | Coil:Heating:Electric | 4NP:OFF2 PTAC HEATING COIL | Design Size Nominal Capacity | 1566.9883 | W
248 | Fan:OnOff | 4NP:OFF2 PTAC SUPPLY FAN | Design Size Maximum Flow Rate | 0.15641 | m3/s
249 | AirTerminal:SingleDuct:Uncontrolled | 4NP:OFF3 DIRECT AIR | Design Size Maximum Air Flow Rate | 0.016388 | m3/s
250 | ZoneHVAC:Baseboard:Convective:Water | 4NP:OFF3 WATER CONVECTOR | Design Size Maximum Water Flow Rate | 3.4939e-06 | m3/s
251 | ZoneHVAC:Baseboard:Convective:Water | 4NP:OFF3 WATER CONVECTOR | Design Size U-Factor Times Area Value | 3.4158 | W/K
252 | ZoneHVAC:PackagedTerminalAirConditioner | 4NP:OFF3 PTAC | Design Size Supply Air Flow Rate During Cooling Operation | 0.054782 | m3/s
253 | ZoneHVAC:PackagedTerminalAirConditioner | 4NP:OFF3 PTAC | Design Size Supply Air Flow Rate During Heating Operation | 0.054782 | m3/s
254 | ZoneHVAC:PackagedTerminalAirConditioner | 4NP:OFF3 PTAC | Design Size Supply Air Flow Rate When No Cooling or Heating is Needed | 0.054782 | m3/s
255 | Coil:Cooling:DX:SingleSpeed | 4NP:OFF3 PTAC DX COOLING COIL | Design Size Rated Air Flow Rate | 0.054782 | m3/s
256 | Coil:Cooling:DX:SingleSpeed | 4NP:OFF3 PTAC DX COOLING COIL | Design Size Rated Total Cooling Capacity (gross) | 906.8397 | W
257 | Coil:Cooling:DX:SingleSpeed | 4NP:OFF3 PTAC DX COOLING COIL | Design Size Rated Sensible Heat Ratio | 0.79866
258 | Coil:Cooling:DX:SingleSpeed | 4NP:OFF3 PTAC DX COOLING COIL | Design Size Evaporative Condenser Air Flow Rate | 0.10338 | m3/s
259 | Coil:Heating:Electric | 4NP:OFF3 PTAC HEATING COIL | Design Size Nominal Capacity | 1221.6771 | W
260 | Fan:OnOff | 4NP:OFF3 PTAC SUPPLY FAN | Design Size Maximum Flow Rate | 0.054782 | m3/s
261 | AirTerminal:SingleDuct:Uncontrolled | 4NP:OFF4 DIRECT AIR | Design Size Maximum Air Flow Rate | 0.023356 | m3/s
262 | ZoneHVAC:Baseboard:Convective:Water | 4NP:OFF4 WATER CONVECTOR | Design Size Maximum Water Flow Rate | 1.5968e-05 | m3/s
263 | ZoneHVAC:Baseboard:Convective:Water | 4NP:OFF4 WATER CONVECTOR | Design Size U-Factor Times Area Value | 15.6064 | W/K
264 | ZoneHVAC:PackagedTerminalAirConditioner | 4NP:OFF4 PTAC | Design Size Supply Air Flow Rate During Cooling Operation | 0.15734 | m3/s
265 | ZoneHVAC:PackagedTerminalAirConditioner | 4NP:OFF4 PTAC | Design Size Supply Air Flow Rate During Heating Operation | 0.15734 | m3/s
266 | ZoneHVAC:PackagedTerminalAirConditioner | 4NP:OFF4 PTAC | Design Size Supply Air Flow Rate When No Cooling or Heating is Needed | 0.15734 | m3/s
267 | Coil:Cooling:DX:SingleSpeed | 4NP:OFF4 PTAC DX COOLING COIL | Design Size Rated Air Flow Rate | 0.15734 | m3/s
268 | Coil:Cooling:DX:SingleSpeed | 4NP:OFF4 PTAC DX COOLING COIL | Design Size Rated Total Cooling Capacity (gross) | 2604.4899 | W
269 | Coil:Cooling:DX:SingleSpeed | 4NP:OFF4 PTAC DX COOLING COIL | Design Size Rated Sensible Heat Ratio | 0.79866
270 | Coil:Cooling:DX:SingleSpeed | 4NP:OFF4 PTAC DX COOLING COIL | Design Size Evaporative Condenser Air Flow Rate | 0.29691 | m3/s
271 | Coil:Heating:Electric | 4NP:OFF4 PTAC HEATING COIL | Design Size Nominal Capacity | 1741.0773 | W
272 | Fan:OnOff | 4NP:OFF4 PTAC SUPPLY FAN | Design Size Maximum Flow Rate | 0.15734 | m3/s
273 | ZoneHVAC:Baseboard:Convective:Water | 4NP:WC3 WATER CONVECTOR | Design Size Maximum Water Flow Rate | 3.1351e-06 | m3/s
274 | ZoneHVAC:Baseboard:Convective:Water | 4NP:WC3 WATER CONVECTOR | Design Size U-Factor Times Area Value | 3.212 | W/K
275 | ZoneHVAC:PackagedTerminalAirConditioner | 4NP:WC3 PTAC | Design Size Supply Air Flow Rate During Cooling Operation | 0.015004 | m3/s
276 | ZoneHVAC:PackagedTerminalAirConditioner | 4NP:WC3 PTAC | Design Size Supply Air Flow Rate During Heating Operation | 0.015004 | m3/s
277 | ZoneHVAC:PackagedTerminalAirConditioner | 4NP:WC3 PTAC | Design Size Supply Air Flow Rate When No Cooling or Heating is Needed | 0.015004 | m3/s
278 | Coil:Cooling:DX:SingleSpeed | 4NP:WC3 PTAC DX COOLING COIL | Design Size Rated Air Flow Rate | 0.015004 | m3/s
279 | Coil:Cooling:DX:SingleSpeed | 4NP:WC3 PTAC DX COOLING COIL | Design Size Rated Total Cooling Capacity (gross) | 248.3695 | W
280 | Coil:Cooling:DX:SingleSpeed | 4NP:WC3 PTAC DX COOLING COIL | Design Size Rated Sensible Heat Ratio | 0.79866
281 | Coil:Cooling:DX:SingleSpeed | 4NP:WC3 PTAC DX COOLING COIL | Design Size Evaporative Condenser Air Flow Rate | 0.028314 | m3/s
282 | Coil:Heating:Electric | 4NP:WC3 PTAC HEATING COIL | Design Size Nominal Capacity | 814.2635 | W
283 | Fan:OnOff | 4NP:WC3 PTAC SUPPLY FAN | Design Size Maximum Flow Rate | 0.015004 | m3/s
284 | AirTerminal:SingleDuct:Uncontrolled | 4NP:WC3 DIRECT AIR | Design Size Maximum Air Flow Rate | 0.015004 | m3/s
285 | ZoneHVAC:Baseboard:Convective:Water | 4NP:CORR6 WATER CONVECTOR | Design Size Maximum Water Flow Rate | 5.3538e-05 | m3/s
286 | ZoneHVAC:Baseboard:Convective:Water | 4NP:CORR6 WATER CONVECTOR | Design Size U-Factor Times Area Value | 54.8472 | W/K
287 | ZoneHVAC:PackagedTerminalAirConditioner | 4NP:CORR6 PTAC | Design Size Supply Air Flow Rate During Cooling Operation | 0.1811 | m3/s
288 | ZoneHVAC:PackagedTerminalAirConditioner | 4NP:CORR6 PTAC | Design Size Supply Air Flow Rate During Heating Operation | 0.1811 | m3/s
289 | ZoneHVAC:PackagedTerminalAirConditioner | 4NP:CORR6 PTAC | Design Size Supply Air Flow Rate When No Cooling or Heating is Needed | 0.1811 | m3/s
290 | Coil:Cooling:DX:SingleSpeed | 4NP:CORR6 PTAC DX COOLING COIL | Design Size Rated Air Flow Rate | 0.1811 | m3/s
291 | Coil:Cooling:DX:SingleSpeed | 4NP:CORR6 PTAC DX COOLING COIL | Design Size Rated Total Cooling Capacity (gross) | 2997.7671 | W
292 | Coil:Cooling:DX:SingleSpeed | 4NP:CORR6 PTAC DX COOLING COIL | Design Size Rated Sensible Heat Ratio | 0.79866
293 | Coil:Cooling:DX:SingleSpeed | 4NP:CORR6 PTAC DX COOLING COIL | Design Size Evaporative Condenser Air Flow Rate | 0.34175 | m3/s
294 | Coil:Heating:Electric | 4NP:CORR6 PTAC HEATING COIL | Design Size Nominal Capacity | 9406.4945 | W
295 | Fan:OnOff | 4NP:CORR6 PTAC SUPPLY FAN | Design Size Maximum Flow Rate | 0.1811 | m3/s
296 | AirTerminal:SingleDuct:Uncontrolled | 4NP:CORR6 DIRECT AIR | Design Size Maximum Air Flow Rate | 0.1811 | m3/s
297 | AirTerminal:SingleDuct:Uncontrolled | 4NP:OFFICE DIRECT AIR | Design Size Maximum Air Flow Rate | 0.026196 | m3/s
298 | ZoneHVAC:Baseboard:Convective:Water | 4NP:OFFICE WATER CONVECTOR | Design Size Maximum Water Flow Rate | 6.0094e-06 | m3/s
299 | ZoneHVAC:Baseboard:Convective:Water | 4NP:OFFICE WATER CONVECTOR | Design Size U-Factor Times Area Value | 5.8748 | W/K
300 | ZoneHVAC:PackagedTerminalAirConditioner | 4NP:OFFICE PTAC | Design Size Supply Air Flow Rate During Cooling Operation | 0.091925 | m3/s
301 | ZoneHVAC:PackagedTerminalAirConditioner | 4NP:OFFICE PTAC | Design Size Supply Air Flow Rate During Heating Operation | 0.091925 | m3/s
302 | ZoneHVAC:PackagedTerminalAirConditioner | 4NP:OFFICE PTAC | Design Size Supply Air Flow Rate When No Cooling or Heating is Needed | 0.091925 | m3/s
303 | Coil:Cooling:DX:SingleSpeed | 4NP:OFFICE PTAC DX COOLING COIL | Design Size Rated Air Flow Rate | 0.091925 | m3/s
304 | Coil:Cooling:DX:SingleSpeed | 4NP:OFFICE PTAC DX COOLING COIL | Design Size Rated Total Cooling Capacity (gross) | 1521.6836 | W
305 | Coil:Cooling:DX:SingleSpeed | 4NP:OFFICE PTAC DX COOLING COIL | Design Size Rated Sensible Heat Ratio | 0.79866
306 | Coil:Cooling:DX:SingleSpeed | 4NP:OFFICE PTAC DX COOLING COIL | Design Size Evaporative Condenser Air Flow Rate | 0.17347 | m3/s
307 | Coil:Heating:Electric | 4NP:OFFICE PTAC HEATING COIL | Design Size Nominal Capacity | 1952.8086 | W
308 | Fan:OnOff | 4NP:OFFICE PTAC SUPPLY FAN | Design Size Maximum Flow Rate | 0.091925 | m3/s
309 | AirTerminal:SingleDuct:Uncontrolled | 4NP:OFF5 DIRECT AIR | Design Size Maximum Air Flow Rate | 0.022244 | m3/s
310 | ZoneHVAC:Baseboard:Convective:Water | 4NP:OFF5 WATER CONVECTOR | Design Size Maximum Water Flow Rate | 1.6202e-05 | m3/s
311 | ZoneHVAC:Baseboard:Convective:Water | 4NP:OFF5 WATER CONVECTOR | Design Size U-Factor Times Area Value | 15.8352 | W/K
312 | ZoneHVAC:PackagedTerminalAirConditioner | 4NP:OFF5 PTAC | Design Size Supply Air Flow Rate During Cooling Operation | 0.15635 | m3/s
313 | ZoneHVAC:PackagedTerminalAirConditioner | 4NP:OFF5 PTAC | Design Size Supply Air Flow Rate During Heating Operation | 0.15635 | m3/s
314 | ZoneHVAC:PackagedTerminalAirConditioner | 4NP:OFF5 PTAC | Design Size Supply Air Flow Rate When No Cooling or Heating is Needed | 0.15635 | m3/s
315 | Coil:Cooling:DX:SingleSpeed | 4NP:OFF5 PTAC DX COOLING COIL | Design Size Rated Air Flow Rate | 0.15635 | m3/s
316 | Coil:Cooling:DX:SingleSpeed | 4NP:OFF5 PTAC DX COOLING COIL | Design Size Rated Total Cooling Capacity (gross) | 2588.1339 | W
317 | Coil:Cooling:DX:SingleSpeed | 4NP:OFF5 PTAC DX COOLING COIL | Design Size Rated Sensible Heat Ratio | 0.79866
318 | Coil:Cooling:DX:SingleSpeed | 4NP:OFF5 PTAC DX COOLING COIL | Design Size Evaporative Condenser Air Flow Rate | 0.29505 | m3/s
319 | Coil:Heating:Electric | 4NP:OFF5 PTAC HEATING COIL | Design Size Nominal Capacity | 1658.1689 | W
320 | Fan:OnOff | 4NP:OFF5 PTAC SUPPLY FAN | Design Size Maximum Flow Rate | 0.15635 | m3/s
321 | ZoneHVAC:Baseboard:Convective:Water | 4NP:WC WATER CONVECTOR | Design Size Maximum Water Flow Rate | 8.5834e-06 | m3/s
322 | ZoneHVAC:Baseboard:Convective:Water | 4NP:WC WATER CONVECTOR | Design Size U-Factor Times Area Value | 8.7942 | W/K
323 | ZoneHVAC:PackagedTerminalAirConditioner | 4NP:WC PTAC | Design Size Supply Air Flow Rate During Cooling Operation | 0.0589 | m3/s
324 | ZoneHVAC:PackagedTerminalAirConditioner | 4NP:WC PTAC | Design Size Supply Air Flow Rate During Heating Operation | 0.0589 | m3/s
325 | ZoneHVAC:PackagedTerminalAirConditioner | 4NP:WC PTAC | Design Size Supply Air Flow Rate When No Cooling or Heating is Needed | 0.0589 | m3/s
326 | Coil:Cooling:DX:SingleSpeed | 4NP:WC PTAC DX COOLING COIL | Design Size Rated Air Flow Rate | 0.0589 | m3/s
327 | Coil:Cooling:DX:SingleSpeed | 4NP:WC PTAC DX COOLING COIL | Design Size Rated Total Cooling Capacity (gross) | 975.0041 | W
328 | Coil:Cooling:DX:SingleSpeed | 4NP:WC PTAC DX COOLING COIL | Design Size Rated Sensible Heat Ratio | 0.79866
329 | Coil:Cooling:DX:SingleSpeed | 4NP:WC PTAC DX COOLING COIL | Design Size Evaporative Condenser Air Flow Rate | 0.11115 | m3/s
330 | Coil:Heating:Electric | 4NP:WC PTAC HEATING COIL | Design Size Nominal Capacity | 3196.4664 | W
331 | Fan:OnOff | 4NP:WC PTAC SUPPLY FAN | Design Size Maximum Flow Rate | 0.0589 | m3/s
332 | AirTerminal:SingleDuct:Uncontrolled | 4NP:WC DIRECT AIR | Design Size Maximum Air Flow Rate | 0.0589 | m3/s
333 | ZoneHVAC:Baseboard:Convective:Water | 4NP:CORR WATER CONVECTOR | Design Size Maximum Water Flow Rate | 3.8638e-05 | m3/s
334 | ZoneHVAC:Baseboard:Convective:Water | 4NP:CORR WATER CONVECTOR | Design Size U-Factor Times Area Value | 39.5824 | W/K
335 | ZoneHVAC:PackagedTerminalAirConditioner | 4NP:CORR PTAC | Design Size Supply Air Flow Rate During Cooling Operation | 0.12837 | m3/s
336 | ZoneHVAC:PackagedTerminalAirConditioner | 4NP:CORR PTAC | Design Size Supply Air Flow Rate During Heating Operation | 0.12837 | m3/s
337 | ZoneHVAC:PackagedTerminalAirConditioner | 4NP:CORR PTAC | Design Size Supply Air Flow Rate When No Cooling or Heating is Needed | 0.12837 | m3/s
338 | Coil:Cooling:DX:SingleSpeed | 4NP:CORR PTAC DX COOLING COIL | Design Size Rated Air Flow Rate | 0.12837 | m3/s
339 | Coil:Cooling:DX:SingleSpeed | 4NP:CORR PTAC DX COOLING COIL | Design Size Rated Total Cooling Capacity (gross) | 2124.9502 | W
340 | Coil:Cooling:DX:SingleSpeed | 4NP:CORR PTAC DX COOLING COIL | Design Size Rated Sensible Heat Ratio | 0.79866
341 | Coil:Cooling:DX:SingleSpeed | 4NP:CORR PTAC DX COOLING COIL | Design Size Evaporative Condenser Air Flow Rate | 0.24224 | m3/s
342 | Coil:Heating:Electric | 4NP:CORR PTAC HEATING COIL | Design Size Nominal Capacity | 6416.0534 | W
343 | Fan:OnOff | 4NP:CORR PTAC SUPPLY FAN | Design Size Maximum Flow Rate | 0.12837 | m3/s
344 | AirTerminal:SingleDuct:Uncontrolled | 4NP:CORR DIRECT AIR | Design Size Maximum Air Flow Rate | 0.12837 | m3/s
345 | AirTerminal:SingleDuct:Uncontrolled | 4NP:OFF6 DIRECT AIR | Design Size Maximum Air Flow Rate | 0.0096695 | m3/s
346 | ZoneHVAC:Baseboard:Convective:Water | 4NP:OFF6 WATER CONVECTOR | Design Size Maximum Water Flow Rate | 1.1957e-05 | m3/s
347 | ZoneHVAC:Baseboard:Convective:Water | 4NP:OFF6 WATER CONVECTOR | Design Size U-Factor Times Area Value | 11.6854 | W/K
348 | ZoneHVAC:PackagedTerminalAirConditioner | 4NP:OFF6 PTAC | Design Size Supply Air Flow Rate During Cooling Operation | 0.10616 | m3/s
349 | ZoneHVAC:PackagedTerminalAirConditioner | 4NP:OFF6 PTAC | Design Size Supply Air Flow Rate During Heating Operation | 0.10616 | m3/s
350 | ZoneHVAC:PackagedTerminalAirConditioner | 4NP:OFF6 PTAC | Design Size Supply Air Flow Rate When No Cooling or Heating is Needed | 0.10616 | m3/s
351 | Coil:Cooling:DX:SingleSpeed | 4NP:OFF6 PTAC DX COOLING COIL | Design Size Rated Air Flow Rate | 0.10616 | m3/s
352 | Coil:Cooling:DX:SingleSpeed | 4NP:OFF6 PTAC DX COOLING COIL | Design Size Rated Total Cooling Capacity (gross) | 1757.3254 | W
353 | Coil:Cooling:DX:SingleSpeed | 4NP:OFF6 PTAC DX COOLING COIL | Design Size Rated Sensible Heat Ratio | 0.79866
354 | Coil:Cooling:DX:SingleSpeed | 4NP:OFF6 PTAC DX COOLING COIL | Design Size Evaporative Condenser Air Flow Rate | 0.20034 | m3/s
355 | Coil:Heating:Electric | 4NP:OFF6 PTAC HEATING COIL | Design Size Nominal Capacity | 872.9309 | W
356 | Fan:OnOff | 4NP:OFF6 PTAC SUPPLY FAN | Design Size Maximum Flow Rate | 0.10616 | m3/s
357 | AirTerminal:SingleDuct:Uncontrolled | 4NP:OFF7 DIRECT AIR | Design Size Maximum Air Flow Rate | 0.029593 | m3/s
358 | ZoneHVAC:Baseboard:Convective:Water | 4NP:OFF7 WATER CONVECTOR | Design Size Maximum Water Flow Rate | 2.2893e-05 | m3/s
359 | ZoneHVAC:Baseboard:Convective:Water | 4NP:OFF7 WATER CONVECTOR | Design Size U-Factor Times Area Value | 22.3745 | W/K
360 | ZoneHVAC:PackagedTerminalAirConditioner | 4NP:OFF7 PTAC | Design Size Supply Air Flow Rate During Cooling Operation | 0.22708 | m3/s
361 | ZoneHVAC:PackagedTerminalAirConditioner | 4NP:OFF7 PTAC | Design Size Supply Air Flow Rate During Heating Operation | 0.22708 | m3/s
362 | ZoneHVAC:PackagedTerminalAirConditioner | 4NP:OFF7 PTAC | Design Size Supply Air Flow Rate When No Cooling or Heating is Needed | 0.22708 | m3/s
363 | Coil:Cooling:DX:SingleSpeed | 4NP:OFF7 PTAC DX COOLING COIL | Design Size Rated Air Flow Rate | 0.22708 | m3/s
364 | Coil:Cooling:DX:SingleSpeed | 4NP:OFF7 PTAC DX COOLING COIL | Design Size Rated Total Cooling Capacity (gross) | 3759.0027 | W
365 | Coil:Cooling:DX:SingleSpeed | 4NP:OFF7 PTAC DX COOLING COIL | Design Size Rated Sensible Heat Ratio | 0.79866
366 | Coil:Cooling:DX:SingleSpeed | 4NP:OFF7 PTAC DX COOLING COIL | Design Size Evaporative Condenser Air Flow Rate | 0.42853 | m3/s
367 | Coil:Heating:Electric | 4NP:OFF7 PTAC HEATING COIL | Design Size Nominal Capacity | 2206.0489 | W
368 | Fan:OnOff | 4NP:OFF7 PTAC SUPPLY FAN | Design Size Maximum Flow Rate | 0.22708 | m3/s
369 | AirTerminal:SingleDuct:Uncontrolled | 4NP:OFF8 DIRECT AIR | Design Size Maximum Air Flow Rate | 0.04397 | m3/s
370 | ZoneHVAC:Baseboard:Convective:Water | 4NP:OFF8 WATER CONVECTOR | Design Size Maximum Water Flow Rate | 5.4545e-05 | m3/s
371 | ZoneHVAC:Baseboard:Convective:Water | 4NP:OFF8 WATER CONVECTOR | Design Size U-Factor Times Area Value | 53.307 | W/K
372 | ZoneHVAC:PackagedTerminalAirConditioner | 4NP:OFF8 PTAC | Design Size Supply Air Flow Rate During Cooling Operation | 0.3555 | m3/s
373 | ZoneHVAC:PackagedTerminalAirConditioner | 4NP:OFF8 PTAC | Design Size Supply Air Flow Rate During Heating Operation | 0.3555 | m3/s
374 | ZoneHVAC:PackagedTerminalAirConditioner | 4NP:OFF8 PTAC | Design Size Supply Air Flow Rate When No Cooling or Heating is Needed | 0.3555 | m3/s
375 | Coil:Cooling:DX:SingleSpeed | 4NP:OFF8 PTAC DX COOLING COIL | Design Size Rated Air Flow Rate | 0.3555 | m3/s
376 | Coil:Cooling:DX:SingleSpeed | 4NP:OFF8 PTAC DX COOLING COIL | Design Size Rated Total Cooling Capacity (gross) | 5884.7127 | W
377 | Coil:Cooling:DX:SingleSpeed | 4NP:OFF8 PTAC DX COOLING COIL | Design Size Rated Sensible Heat Ratio | 0.79866
378 | Coil:Cooling:DX:SingleSpeed | 4NP:OFF8 PTAC DX COOLING COIL | Design Size Evaporative Condenser Air Flow Rate | 0.67086 | m3/s
379 | Coil:Heating:Electric | 4NP:OFF8 PTAC HEATING COIL | Design Size Nominal Capacity | 3976.7555 | W
380 | Fan:OnOff | 4NP:OFF8 PTAC SUPPLY FAN | Design Size Maximum Flow Rate | 0.3555 | m3/s
381 | AirTerminal:SingleDuct:Uncontrolled | 4NP:OFF9 DIRECT AIR | Design Size Maximum Air Flow Rate | 0.062251 | m3/s
382 | ZoneHVAC:Baseboard:Convective:Water | 4NP:OFF9 WATER CONVECTOR | Design Size Maximum Water Flow Rate | 9.0992e-05 | m3/s
383 | ZoneHVAC:Baseboard:Convective:Water | 4NP:OFF9 WATER CONVECTOR | Design Size U-Factor Times Area Value | 88.926 | W/K
384 | ZoneHVAC:PackagedTerminalAirConditioner | 4NP:OFF9 PTAC | Design Size Supply Air Flow Rate During Cooling Operation | 0.55163 | m3/s
385 | ZoneHVAC:PackagedTerminalAirConditioner | 4NP:OFF9 PTAC | Design Size Supply Air Flow Rate During Heating Operation | 0.55163 | m3/s
386 | ZoneHVAC:PackagedTerminalAirConditioner | 4NP:OFF9 PTAC | Design Size Supply Air Flow Rate When No Cooling or Heating is Needed | 0.55163 | m3/s
387 | Coil:Cooling:DX:SingleSpeed | 4NP:OFF9 PTAC DX COOLING COIL | Design Size Rated Air Flow Rate | 0.55163 | m3/s
388 | Coil:Cooling:DX:SingleSpeed | 4NP:OFF9 PTAC DX COOLING COIL | Design Size Rated Total Cooling Capacity (gross) | 9131.4179 | W
389 | Coil:Cooling:DX:SingleSpeed | 4NP:OFF9 PTAC DX COOLING COIL | Design Size Rated Sensible Heat Ratio | 0.79866
390 | Coil:Cooling:DX:SingleSpeed | 4NP:OFF9 PTAC DX COOLING COIL | Design Size Evaporative Condenser Air Flow Rate | 1.041 | m3/s
391 | Coil:Heating:Electric | 4NP:OFF9 PTAC HEATING COIL | Design Size Nominal Capacity | 6206.361 | W
392 | Fan:OnOff | 4NP:OFF9 PTAC SUPPLY FAN | Design Size Maximum Flow Rate | 0.55163 | m3/s
393 | ZoneHVAC:Baseboard:Convective:Water | 4NP:LOBBY WATER CONVECTOR | Design Size Maximum Water Flow Rate | 5.0116e-05 | m3/s
394 | ZoneHVAC:Baseboard:Convective:Water | 4NP:LOBBY WATER CONVECTOR | Design Size U-Factor Times Area Value | 51.3407 | W/K
395 | ZoneHVAC:PackagedTerminalAirConditioner | 4NP:LOBBY PTAC | Design Size Supply Air Flow Rate During Cooling Operation | 0.17024 | m3/s
396 | ZoneHVAC:PackagedTerminalAirConditioner | 4NP:LOBBY PTAC | Design Size Supply Air Flow Rate During Heating Operation | 0.17024 | m3/s
397 | ZoneHVAC:PackagedTerminalAirConditioner | 4NP:LOBBY PTAC | Design Size Supply Air Flow Rate When No Cooling or Heating is Needed | 0.17024 | m3/s
398 | Coil:Cooling:DX:SingleSpeed | 4NP:LOBBY PTAC DX COOLING COIL | Design Size Rated Air Flow Rate | 0.17024 | m3/s
399 | Coil:Cooling:DX:SingleSpeed | 4NP:LOBBY PTAC DX COOLING COIL | Design Size Rated Total Cooling Capacity (gross) | 2818.0937 | W
400 | Coil:Cooling:DX:SingleSpeed | 4NP:LOBBY PTAC DX COOLING COIL | Design Size Rated Sensible Heat Ratio | 0.79866
401 | Coil:Cooling:DX:SingleSpeed | 4NP:LOBBY PTAC DX COOLING COIL | Design Size Evaporative Condenser Air Flow Rate | 0.32126 | m3/s
402 | Coil:Heating:Electric | 4NP:LOBBY PTAC HEATING COIL | Design Size Nominal Capacity | 8555.0213 | W
403 | Fan:OnOff | 4NP:LOBBY PTAC SUPPLY FAN | Design Size Maximum Flow Rate | 0.17024 | m3/s
404 | AirTerminal:SingleDuct:Uncontrolled | 4NP:LOBBY DIRECT AIR | Design Size Maximum Air Flow Rate | 0.17024 | m3/s
405 | AirTerminal:SingleDuct:Uncontrolled | 4NP:OFF DIRECT AIR | Design Size Maximum Air Flow Rate | 0.098713 | m3/s
406 | ZoneHVAC:Baseboard:Convective:Water | 4NP:OFF WATER CONVECTOR | Design Size Maximum Water Flow Rate | 0.00012568 | m3/s
407 | ZoneHVAC:Baseboard:Convective:Water | 4NP:OFF WATER CONVECTOR | Design Size U-Factor Times Area Value | 122.8307 | W/K
408 | ZoneHVAC:PackagedTerminalAirConditioner | 4NP:OFF PTAC | Design Size Supply Air Flow Rate During Cooling Operation | 0.57241 | m3/s
409 | ZoneHVAC:PackagedTerminalAirConditioner | 4NP:OFF PTAC | Design Size Supply Air Flow Rate During Heating Operation | 0.57241 | m3/s
410 | ZoneHVAC:PackagedTerminalAirConditioner | 4NP:OFF PTAC | Design Size Supply Air Flow Rate When No Cooling or Heating is Needed | 0.57241 | m3/s
411 | Coil:Cooling:DX:SingleSpeed | 4NP:OFF PTAC DX COOLING COIL | Design Size Rated Air Flow Rate | 0.57241 | m3/s
412 | Coil:Cooling:DX:SingleSpeed | 4NP:OFF PTAC DX COOLING COIL | Design Size Rated Total Cooling Capacity (gross) | 9475.4633 | W
413 | Coil:Cooling:DX:SingleSpeed | 4NP:OFF PTAC DX COOLING COIL | Design Size Rated Sensible Heat Ratio | 0.79866
414 | Coil:Cooling:DX:SingleSpeed | 4NP:OFF PTAC DX COOLING COIL | Design Size Evaporative Condenser Air Flow Rate | 1.0802 | m3/s
415 | Coil:Heating:Electric | 4NP:OFF PTAC HEATING COIL | Design Size Nominal Capacity | 9063.0071 | W
416 | Fan:OnOff | 4NP:OFF PTAC SUPPLY FAN | Design Size Maximum Flow Rate | 0.57241 | m3/s
417 | ZoneHVAC:Baseboard:Convective:Water | 5NP:CORR1 WATER CONVECTOR | Design Size Maximum Water Flow Rate | 0.00017994 | m3/s
418 | ZoneHVAC:Baseboard:Convective:Water | 5NP:CORR1 WATER CONVECTOR | Design Size U-Factor Times Area Value | 184.3479 | W/K
419 | ZoneHVAC:PackagedTerminalAirConditioner | 5NP:CORR1 PTAC | Design Size Supply Air Flow Rate During Cooling Operation | 0.56459 | m3/s
420 | ZoneHVAC:PackagedTerminalAirConditioner | 5NP:CORR1 PTAC | Design Size Supply Air Flow Rate During Heating Operation | 0.56459 | m3/s
421 | ZoneHVAC:PackagedTerminalAirConditioner | 5NP:CORR1 PTAC | Design Size Supply Air Flow Rate When No Cooling or Heating is Needed | 0.56459 | m3/s
422 | Coil:Cooling:DX:SingleSpeed | 5NP:CORR1 PTAC DX COOLING COIL | Design Size Rated Air Flow Rate | 0.56459 | m3/s
423 | Coil:Cooling:DX:SingleSpeed | 5NP:CORR1 PTAC DX COOLING COIL | Design Size Rated Total Cooling Capacity (gross) | 9345.9144 | W
424 | Coil:Cooling:DX:SingleSpeed | 5NP:CORR1 PTAC DX COOLING COIL | Design Size Rated Sensible Heat Ratio | 0.79866
425 | Coil:Cooling:DX:SingleSpeed | 5NP:CORR1 PTAC DX COOLING COIL | Design Size Evaporative Condenser Air Flow Rate | 1.0654 | m3/s
426 | Coil:Heating:Electric | 5NP:CORR1 PTAC HEATING COIL | Design Size Nominal Capacity | 10331.7465 | W
427 | Fan:OnOff | 5NP:CORR1 PTAC SUPPLY FAN | Design Size Maximum Flow Rate | 0.56459 | m3/s
428 | AirTerminal:SingleDuct:Uncontrolled | 5NP:CORR1 DIRECT AIR | Design Size Maximum Air Flow Rate | 0.56459 | m3/s
429 | ZoneHVAC:Baseboard:Convective:Water | 5NP:CORR2 WATER CONVECTOR | Design Size Maximum Water Flow Rate | 0.00012914 | m3/s
430 | ZoneHVAC:Baseboard:Convective:Water | 5NP:CORR2 WATER CONVECTOR | Design Size U-Factor Times Area Value | 132.305 | W/K
431 | ZoneHVAC:PackagedTerminalAirConditioner | 5NP:CORR2 PTAC | Design Size Supply Air Flow Rate During Cooling Operation | 0.4052 | m3/s
432 | ZoneHVAC:PackagedTerminalAirConditioner | 5NP:CORR2 PTAC | Design Size Supply Air Flow Rate During Heating Operation | 0.4052 | m3/s
433 | ZoneHVAC:PackagedTerminalAirConditioner | 5NP:CORR2 PTAC | Design Size Supply Air Flow Rate When No Cooling or Heating is Needed | 0.4052 | m3/s
434 | Coil:Cooling:DX:SingleSpeed | 5NP:CORR2 PTAC DX COOLING COIL | Design Size Rated Air Flow Rate | 0.4052 | m3/s
435 | Coil:Cooling:DX:SingleSpeed | 5NP:CORR2 PTAC DX COOLING COIL | Design Size Rated Total Cooling Capacity (gross) | 6707.4994 | W
436 | Coil:Cooling:DX:SingleSpeed | 5NP:CORR2 PTAC DX COOLING COIL | Design Size Rated Sensible Heat Ratio | 0.79866
437 | Coil:Cooling:DX:SingleSpeed | 5NP:CORR2 PTAC DX COOLING COIL | Design Size Evaporative Condenser Air Flow Rate | 0.76465 | m3/s
438 | Coil:Heating:Electric | 5NP:CORR2 PTAC HEATING COIL | Design Size Nominal Capacity | 8053.5001 | W
439 | Fan:OnOff | 5NP:CORR2 PTAC SUPPLY FAN | Design Size Maximum Flow Rate | 0.4052 | m3/s
440 | AirTerminal:SingleDuct:Uncontrolled | 5NP:CORR2 DIRECT AIR | Design Size Maximum Air Flow Rate | 0.4052 | m3/s
441 | ZoneHVAC:Baseboard:Convective:Water | 5NP:WC1 WATER CONVECTOR | Design Size Maximum Water Flow Rate | 3.7672e-05 | m3/s
442 | ZoneHVAC:Baseboard:Convective:Water | 5NP:WC1 WATER CONVECTOR | Design Size U-Factor Times Area Value | 38.5942 | W/K
443 | ZoneHVAC:PackagedTerminalAirConditioner | 5NP:WC1 PTAC | Design Size Supply Air Flow Rate During Cooling Operation | 0.1182 | m3/s
444 | ZoneHVAC:PackagedTerminalAirConditioner | 5NP:WC1 PTAC | Design Size Supply Air Flow Rate During Heating Operation | 0.1182 | m3/s
445 | ZoneHVAC:PackagedTerminalAirConditioner | 5NP:WC1 PTAC | Design Size Supply Air Flow Rate When No Cooling or Heating is Needed | 0.1182 | m3/s
446 | Coil:Cooling:DX:SingleSpeed | 5NP:WC1 PTAC DX COOLING COIL | Design Size Rated Air Flow Rate | 0.1182 | m3/s
447 | Coil:Cooling:DX:SingleSpeed | 5NP:WC1 PTAC DX COOLING COIL | Design Size Rated Total Cooling Capacity (gross) | 1956.6586 | W
448 | Coil:Cooling:DX:SingleSpeed | 5NP:WC1 PTAC DX COOLING COIL | Design Size Rated Sensible Heat Ratio | 0.79866
449 | Coil:Cooling:DX:SingleSpeed | 5NP:WC1 PTAC DX COOLING COIL | Design Size Evaporative Condenser Air Flow Rate | 0.22306 | m3/s
450 | Coil:Heating:Electric | 5NP:WC1 PTAC HEATING COIL | Design Size Nominal Capacity | 3784.3537 | W
451 | Fan:OnOff | 5NP:WC1 PTAC SUPPLY FAN | Design Size Maximum Flow Rate | 0.1182 | m3/s
452 | AirTerminal:SingleDuct:Uncontrolled | 5NP:WC1 DIRECT AIR | Design Size Maximum Air Flow Rate | 0.1182 | m3/s
453 | ZoneHVAC:Baseboard:Convective:Water | 5NP:CORR3 WATER CONVECTOR | Design Size Maximum Water Flow Rate | 0.00013379 | m3/s
454 | ZoneHVAC:Baseboard:Convective:Water | 5NP:CORR3 WATER CONVECTOR | Design Size U-Factor Times Area Value | 137.0632 | W/K
455 | ZoneHVAC:PackagedTerminalAirConditioner | 5NP:CORR3 PTAC | Design Size Supply Air Flow Rate During Cooling Operation | 0.41977 | m3/s
456 | ZoneHVAC:PackagedTerminalAirConditioner | 5NP:CORR3 PTAC | Design Size Supply Air Flow Rate During Heating Operation | 0.41977 | m3/s
457 | ZoneHVAC:PackagedTerminalAirConditioner | 5NP:CORR3 PTAC | Design Size Supply Air Flow Rate When No Cooling or Heating is Needed | 0.41977 | m3/s
458 | Coil:Cooling:DX:SingleSpeed | 5NP:CORR3 PTAC DX COOLING COIL | Design Size Rated Air Flow Rate | 0.41977 | m3/s
459 | Coil:Cooling:DX:SingleSpeed | 5NP:CORR3 PTAC DX COOLING COIL | Design Size Rated Total Cooling Capacity (gross) | 6948.7245 | W
460 | Coil:Cooling:DX:SingleSpeed | 5NP:CORR3 PTAC DX COOLING COIL | Design Size Rated Sensible Heat Ratio | 0.79866
461 | Coil:Cooling:DX:SingleSpeed | 5NP:CORR3 PTAC DX COOLING COIL | Design Size Evaporative Condenser Air Flow Rate | 0.79215 | m3/s
462 | Coil:Heating:Electric | 5NP:CORR3 PTAC HEATING COIL | Design Size Nominal Capacity | 15522.9665 | W
463 | Fan:OnOff | 5NP:CORR3 PTAC SUPPLY FAN | Design Size Maximum Flow Rate | 0.41977 | m3/s
464 | AirTerminal:SingleDuct:Uncontrolled | 5NP:CORR3 DIRECT AIR | Design Size Maximum Air Flow Rate | 0.41977 | m3/s
465 | ZoneHVAC:Baseboard:Convective:Water | 5NP:CORR4 WATER CONVECTOR | Design Size Maximum Water Flow Rate | 9.4819e-05 | m3/s
466 | ZoneHVAC:Baseboard:Convective:Water | 5NP:CORR4 WATER CONVECTOR | Design Size U-Factor Times Area Value | 97.1392 | W/K
467 | ZoneHVAC:PackagedTerminalAirConditioner | 5NP:CORR4 PTAC | Design Size Supply Air Flow Rate During Cooling Operation | 0.29751 | m3/s
468 | ZoneHVAC:PackagedTerminalAirConditioner | 5NP:CORR4 PTAC | Design Size Supply Air Flow Rate During Heating Operation | 0.29751 | m3/s
469 | ZoneHVAC:PackagedTerminalAirConditioner | 5NP:CORR4 PTAC | Design Size Supply Air Flow Rate When No Cooling or Heating is Needed | 0.29751 | m3/s
470 | Coil:Cooling:DX:SingleSpeed | 5NP:CORR4 PTAC DX COOLING COIL | Design Size Rated Air Flow Rate | 0.29751 | m3/s
471 | Coil:Cooling:DX:SingleSpeed | 5NP:CORR4 PTAC DX COOLING COIL | Design Size Rated Total Cooling Capacity (gross) | 4924.8065 | W
472 | Coil:Cooling:DX:SingleSpeed | 5NP:CORR4 PTAC DX COOLING COIL | Design Size Rated Sensible Heat Ratio | 0.79866
473 | Coil:Cooling:DX:SingleSpeed | 5NP:CORR4 PTAC DX COOLING COIL | Design Size Evaporative Condenser Air Flow Rate | 0.56143 | m3/s
474 | Coil:Heating:Electric | 5NP:CORR4 PTAC HEATING COIL | Design Size Nominal Capacity | 9327.7296 | W
475 | Fan:OnOff | 5NP:CORR4 PTAC SUPPLY FAN | Design Size Maximum Flow Rate | 0.29751 | m3/s
476 | AirTerminal:SingleDuct:Uncontrolled | 5NP:CORR4 DIRECT AIR | Design Size Maximum Air Flow Rate | 0.29751 | m3/s
477 | ZoneHVAC:Baseboard:Convective:Water | 5NP:OFF1 WATER CONVECTOR | Design Size Maximum Water Flow Rate | 0.0003154 | m3/s
478 | ZoneHVAC:Baseboard:Convective:Water | 5NP:OFF1 WATER CONVECTOR | Design Size U-Factor Times Area Value | 323.1439 | W/K
479 | ZoneHVAC:PackagedTerminalAirConditioner | 5NP:OFF1 PTAC | Design Size Supply Air Flow Rate During Cooling Operation | 0.98961 | m3/s
480 | ZoneHVAC:PackagedTerminalAirConditioner | 5NP:OFF1 PTAC | Design Size Supply Air Flow Rate During Heating Operation | 0.98961 | m3/s
481 | ZoneHVAC:PackagedTerminalAirConditioner | 5NP:OFF1 PTAC | Design Size Supply Air Flow Rate When No Cooling or Heating is Needed | 0.98961 | m3/s
482 | Coil:Cooling:DX:SingleSpeed | 5NP:OFF1 PTAC DX COOLING COIL | Design Size Rated Air Flow Rate | 0.98961 | m3/s
483 | Coil:Cooling:DX:SingleSpeed | 5NP:OFF1 PTAC DX COOLING COIL | Design Size Rated Total Cooling Capacity (gross) | 16381.5036 | W
484 | Coil:Cooling:DX:SingleSpeed | 5NP:OFF1 PTAC DX COOLING COIL | Design Size Rated Sensible Heat Ratio | 0.79866
485 | Coil:Cooling:DX:SingleSpeed | 5NP:OFF1 PTAC DX COOLING COIL | Design Size Evaporative Condenser Air Flow Rate | 1.8675 | m3/s
486 | Coil:Heating:Electric | 5NP:OFF1 PTAC HEATING COIL | Design Size Nominal Capacity | 24242.4138 | W
487 | Fan:OnOff | 5NP:OFF1 PTAC SUPPLY FAN | Design Size Maximum Flow Rate | 0.98961 | m3/s
488 | AirTerminal:SingleDuct:Uncontrolled | 5NP:OFF1 DIRECT AIR | Design Size Maximum Air Flow Rate | 0.98961 | m3/s
489 | ZoneHVAC:Baseboard:Convective:Water | 5NP:CORR5 WATER CONVECTOR | Design Size Maximum Water Flow Rate | 0.00018019 | m3/s
490 | ZoneHVAC:Baseboard:Convective:Water | 5NP:CORR5 WATER CONVECTOR | Design Size U-Factor Times Area Value | 184.5943 | W/K
491 | ZoneHVAC:PackagedTerminalAirConditioner | 5NP:CORR5 PTAC | Design Size Supply Air Flow Rate During Cooling Operation | 0.56537 | m3/s
492 | ZoneHVAC:PackagedTerminalAirConditioner | 5NP:CORR5 PTAC | Design Size Supply Air Flow Rate During Heating Operation | 0.56537 | m3/s
493 | ZoneHVAC:PackagedTerminalAirConditioner | 5NP:CORR5 PTAC | Design Size Supply Air Flow Rate When No Cooling or Heating is Needed | 0.56537 | m3/s
494 | Coil:Cooling:DX:SingleSpeed | 5NP:CORR5 PTAC DX COOLING COIL | Design Size Rated Air Flow Rate | 0.56537 | m3/s
495 | Coil:Cooling:DX:SingleSpeed | 5NP:CORR5 PTAC DX COOLING COIL | Design Size Rated Total Cooling Capacity (gross) | 9358.8803 | W
496 | Coil:Cooling:DX:SingleSpeed | 5NP:CORR5 PTAC DX COOLING COIL | Design Size Rated Sensible Heat Ratio | 0.79866
497 | Coil:Cooling:DX:SingleSpeed | 5NP:CORR5 PTAC DX COOLING COIL | Design Size Evaporative Condenser Air Flow Rate | 1.0669 | m3/s
498 | Coil:Heating:Electric | 5NP:CORR5 PTAC HEATING COIL | Design Size Nominal Capacity | 15088.1292 | W
499 | Fan:OnOff | 5NP:CORR5 PTAC SUPPLY FAN | Design Size Maximum Flow Rate | 0.56537 | m3/s
500 | AirTerminal:SingleDuct:Uncontrolled | 5NP:CORR5 DIRECT AIR | Design Size Maximum Air Flow Rate | 0.56537 | m3/s
501 | ZoneHVAC:Baseboard:Convective:Water | 5NP:KITCH WATER CONVECTOR | Design Size Maximum Water Flow Rate | 2.489e-05 | m3/s
502 | ZoneHVAC:Baseboard:Convective:Water | 5NP:KITCH WATER CONVECTOR | Design Size U-Factor Times Area Value | 25.4993 | W/K
503 | ZoneHVAC:PackagedTerminalAirConditioner | 5NP:KITCH PTAC | Design Size Supply Air Flow Rate During Cooling Operation | 0.078096 | m3/s
504 | ZoneHVAC:PackagedTerminalAirConditioner | 5NP:KITCH PTAC | Design Size Supply Air Flow Rate During Heating Operation | 0.078096 | m3/s
505 | ZoneHVAC:PackagedTerminalAirConditioner | 5NP:KITCH PTAC | Design Size Supply Air Flow Rate When No Cooling or Heating is Needed | 0.078096 | m3/s
506 | Coil:Cooling:DX:SingleSpeed | 5NP:KITCH PTAC DX COOLING COIL | Design Size Rated Air Flow Rate | 0.078096 | m3/s
507 | Coil:Cooling:DX:SingleSpeed | 5NP:KITCH PTAC DX COOLING COIL | Design Size Rated Total Cooling Capacity (gross) | 1292.7608 | W
508 | Coil:Cooling:DX:SingleSpeed | 5NP:KITCH PTAC DX COOLING COIL | Design Size Rated Sensible Heat Ratio | 0.79866
509 | Coil:Cooling:DX:SingleSpeed | 5NP:KITCH PTAC DX COOLING COIL | Design Size Evaporative Condenser Air Flow Rate | 0.14737 | m3/s
510 | Coil:Heating:Electric | 5NP:KITCH PTAC HEATING COIL | Design Size Nominal Capacity | 2564.2508 | W
511 | Fan:OnOff | 5NP:KITCH PTAC SUPPLY FAN | Design Size Maximum Flow Rate | 0.078096 | m3/s
512 | AirTerminal:SingleDuct:Uncontrolled | 5NP:KITCH DIRECT AIR | Design Size Maximum Air Flow Rate | 0.078096 | m3/s
513 | ZoneHVAC:Baseboard:Convective:Water | 5NP:WC2 WATER CONVECTOR | Design Size Maximum Water Flow Rate | 2.5632e-05 | m3/s
514 | ZoneHVAC:Baseboard:Convective:Water | 5NP:WC2 WATER CONVECTOR | Design Size U-Factor Times Area Value | 26.2603 | W/K
515 | ZoneHVAC:PackagedTerminalAirConditioner | 5NP:WC2 PTAC | Design Size Supply Air Flow Rate During Cooling Operation | 0.080425 | m3/s
516 | ZoneHVAC:PackagedTerminalAirConditioner | 5NP:WC2 PTAC | Design Size Supply Air Flow Rate During Heating Operation | 0.080425 | m3/s
517 | ZoneHVAC:PackagedTerminalAirConditioner | 5NP:WC2 PTAC | Design Size Supply Air Flow Rate When No Cooling or Heating is Needed | 0.080425 | m3/s
518 | Coil:Cooling:DX:SingleSpeed | 5NP:WC2 PTAC DX COOLING COIL | Design Size Rated Air Flow Rate | 0.080425 | m3/s
519 | Coil:Cooling:DX:SingleSpeed | 5NP:WC2 PTAC DX COOLING COIL | Design Size Rated Total Cooling Capacity (gross) | 1331.3169 | W
520 | Coil:Cooling:DX:SingleSpeed | 5NP:WC2 PTAC DX COOLING COIL | Design Size Rated Sensible Heat Ratio | 0.79866
521 | Coil:Cooling:DX:SingleSpeed | 5NP:WC2 PTAC DX COOLING COIL | Design Size Evaporative Condenser Air Flow Rate | 0.15177 | m3/s
522 | Coil:Heating:Electric | 5NP:WC2 PTAC HEATING COIL | Design Size Nominal Capacity | 2849.0908 | W
523 | Fan:OnOff | 5NP:WC2 PTAC SUPPLY FAN | Design Size Maximum Flow Rate | 0.080425 | m3/s
524 | AirTerminal:SingleDuct:Uncontrolled | 5NP:WC2 DIRECT AIR | Design Size Maximum Air Flow Rate | 0.080425 | m3/s
525 | ZoneHVAC:Baseboard:Convective:Water | 5NP:OFF2 WATER CONVECTOR | Design Size Maximum Water Flow Rate | 7.6299e-05 | m3/s
526 | ZoneHVAC:Baseboard:Convective:Water | 5NP:OFF2 WATER CONVECTOR | Design Size U-Factor Times Area Value | 78.1737 | W/K
527 | ZoneHVAC:PackagedTerminalAirConditioner | 5NP:OFF2 PTAC | Design Size Supply Air Flow Rate During Cooling Operation | 0.2394 | m3/s
528 | ZoneHVAC:PackagedTerminalAirConditioner | 5NP:OFF2 PTAC | Design Size Supply Air Flow Rate During Heating Operation | 0.2394 | m3/s
529 | ZoneHVAC:PackagedTerminalAirConditioner | 5NP:OFF2 PTAC | Design Size Supply Air Flow Rate When No Cooling or Heating is Needed | 0.2394 | m3/s
530 | Coil:Cooling:DX:SingleSpeed | 5NP:OFF2 PTAC DX COOLING COIL | Design Size Rated Air Flow Rate | 0.2394 | m3/s
531 | Coil:Cooling:DX:SingleSpeed | 5NP:OFF2 PTAC DX COOLING COIL | Design Size Rated Total Cooling Capacity (gross) | 3962.9215 | W
532 | Coil:Cooling:DX:SingleSpeed | 5NP:OFF2 PTAC DX COOLING COIL | Design Size Rated Sensible Heat Ratio | 0.79866
533 | Coil:Cooling:DX:SingleSpeed | 5NP:OFF2 PTAC DX COOLING COIL | Design Size Evaporative Condenser Air Flow Rate | 0.45177 | m3/s
534 | Coil:Heating:Electric | 5NP:OFF2 PTAC HEATING COIL | Design Size Nominal Capacity | 5738.4184 | W
535 | Fan:OnOff | 5NP:OFF2 PTAC SUPPLY FAN | Design Size Maximum Flow Rate | 0.2394 | m3/s
536 | AirTerminal:SingleDuct:Uncontrolled | 5NP:OFF2 DIRECT AIR | Design Size Maximum Air Flow Rate | 0.2394 | m3/s
537 | ZoneHVAC:Baseboard:Convective:Water | 5NP:OFF3 WATER CONVECTOR | Design Size Maximum Water Flow Rate | 3.2758e-05 | m3/s
538 | ZoneHVAC:Baseboard:Convective:Water | 5NP:OFF3 WATER CONVECTOR | Design Size U-Factor Times Area Value | 33.5603 | W/K
539 | ZoneHVAC:PackagedTerminalAirConditioner | 5NP:OFF3 PTAC | Design Size Supply Air Flow Rate During Cooling Operation | 0.10278 | m3/s
540 | ZoneHVAC:PackagedTerminalAirConditioner | 5NP:OFF3 PTAC | Design Size Supply Air Flow Rate During Heating Operation | 0.10278 | m3/s
541 | ZoneHVAC:PackagedTerminalAirConditioner | 5NP:OFF3 PTAC | Design Size Supply Air Flow Rate When No Cooling or Heating is Needed | 0.10278 | m3/s
542 | Coil:Cooling:DX:SingleSpeed | 5NP:OFF3 PTAC DX COOLING COIL | Design Size Rated Air Flow Rate | 0.10278 | m3/s
543 | Coil:Cooling:DX:SingleSpeed | 5NP:OFF3 PTAC DX COOLING COIL | Design Size Rated Total Cooling Capacity (gross) | 1701.4459 | W
544 | Coil:Cooling:DX:SingleSpeed | 5NP:OFF3 PTAC DX COOLING COIL | Design Size Rated Sensible Heat Ratio | 0.79866
545 | Coil:Cooling:DX:SingleSpeed | 5NP:OFF3 PTAC DX COOLING COIL | Design Size Evaporative Condenser Air Flow Rate | 0.19396 | m3/s
546 | Coil:Heating:Electric | 5NP:OFF3 PTAC HEATING COIL | Design Size Nominal Capacity | 3355.4094 | W
547 | Fan:OnOff | 5NP:OFF3 PTAC SUPPLY FAN | Design Size Maximum Flow Rate | 0.10278 | m3/s
548 | AirTerminal:SingleDuct:Uncontrolled | 5NP:OFF3 DIRECT AIR | Design Size Maximum Air Flow Rate | 0.10278 | m3/s
549 | ZoneHVAC:Baseboard:Convective:Water | 5NP:OFF4 WATER CONVECTOR | Design Size Maximum Water Flow Rate | 8.2056e-05 | m3/s
550 | ZoneHVAC:Baseboard:Convective:Water | 5NP:OFF4 WATER CONVECTOR | Design Size U-Factor Times Area Value | 84.0722 | W/K
551 | ZoneHVAC:PackagedTerminalAirConditioner | 5NP:OFF4 PTAC | Design Size Supply Air Flow Rate During Cooling Operation | 0.25746 | m3/s
552 | ZoneHVAC:PackagedTerminalAirConditioner | 5NP:OFF4 PTAC | Design Size Supply Air Flow Rate During Heating Operation | 0.25746 | m3/s
553 | ZoneHVAC:PackagedTerminalAirConditioner | 5NP:OFF4 PTAC | Design Size Supply Air Flow Rate When No Cooling or Heating is Needed | 0.25746 | m3/s
554 | Coil:Cooling:DX:SingleSpeed | 5NP:OFF4 PTAC DX COOLING COIL | Design Size Rated Air Flow Rate | 0.25746 | m3/s
555 | Coil:Cooling:DX:SingleSpeed | 5NP:OFF4 PTAC DX COOLING COIL | Design Size Rated Total Cooling Capacity (gross) | 4261.9191 | W
556 | Coil:Cooling:DX:SingleSpeed | 5NP:OFF4 PTAC DX COOLING COIL | Design Size Rated Sensible Heat Ratio | 0.79866
557 | Coil:Cooling:DX:SingleSpeed | 5NP:OFF4 PTAC DX COOLING COIL | Design Size Evaporative Condenser Air Flow Rate | 0.48586 | m3/s
558 | Coil:Heating:Electric | 5NP:OFF4 PTAC HEATING COIL | Design Size Nominal Capacity | 6262.1238 | W
559 | Fan:OnOff | 5NP:OFF4 PTAC SUPPLY FAN | Design Size Maximum Flow Rate | 0.25746 | m3/s
560 | AirTerminal:SingleDuct:Uncontrolled | 5NP:OFF4 DIRECT AIR | Design Size Maximum Air Flow Rate | 0.25746 | m3/s
561 | ZoneHVAC:Baseboard:Convective:Water | 5NP:WC3 WATER CONVECTOR | Design Size Maximum Water Flow Rate | 1.2085e-05 | m3/s
562 | ZoneHVAC:Baseboard:Convective:Water | 5NP:WC3 WATER CONVECTOR | Design Size U-Factor Times Area Value | 12.3808 | W/K
563 | ZoneHVAC:PackagedTerminalAirConditioner | 5NP:WC3 PTAC | Design Size Supply Air Flow Rate During Cooling Operation | 0.037919 | m3/s
564 | ZoneHVAC:PackagedTerminalAirConditioner | 5NP:WC3 PTAC | Design Size Supply Air Flow Rate During Heating Operation | 0.037919 | m3/s
565 | ZoneHVAC:PackagedTerminalAirConditioner | 5NP:WC3 PTAC | Design Size Supply Air Flow Rate When No Cooling or Heating is Needed | 0.037919 | m3/s
566 | Coil:Cooling:DX:SingleSpeed | 5NP:WC3 PTAC DX COOLING COIL | Design Size Rated Air Flow Rate | 0.037919 | m3/s
567 | Coil:Cooling:DX:SingleSpeed | 5NP:WC3 PTAC DX COOLING COIL | Design Size Rated Total Cooling Capacity (gross) | 627.688 | W
568 | Coil:Cooling:DX:SingleSpeed | 5NP:WC3 PTAC DX COOLING COIL | Design Size Rated Sensible Heat Ratio | 0.79866
569 | Coil:Cooling:DX:SingleSpeed | 5NP:WC3 PTAC DX COOLING COIL | Design Size Evaporative Condenser Air Flow Rate | 0.071556 | m3/s
570 | Coil:Heating:Electric | 5NP:WC3 PTAC HEATING COIL | Design Size Nominal Capacity | 1119.8725 | W
571 | Fan:OnOff | 5NP:WC3 PTAC SUPPLY FAN | Design Size Maximum Flow Rate | 0.037919 | m3/s
572 | AirTerminal:SingleDuct:Uncontrolled | 5NP:WC3 DIRECT AIR | Design Size Maximum Air Flow Rate | 0.037919 | m3/s
573 | ZoneHVAC:Baseboard:Convective:Water | 5NP:CORR6 WATER CONVECTOR | Design Size Maximum Water Flow Rate | 0.00016982 | m3/s
574 | ZoneHVAC:Baseboard:Convective:Water | 5NP:CORR6 WATER CONVECTOR | Design Size U-Factor Times Area Value | 173.9767 | W/K
575 | ZoneHVAC:PackagedTerminalAirConditioner | 5NP:CORR6 PTAC | Design Size Supply Air Flow Rate During Cooling Operation | 0.53285 | m3/s
576 | ZoneHVAC:PackagedTerminalAirConditioner | 5NP:CORR6 PTAC | Design Size Supply Air Flow Rate During Heating Operation | 0.53285 | m3/s
577 | ZoneHVAC:PackagedTerminalAirConditioner | 5NP:CORR6 PTAC | Design Size Supply Air Flow Rate When No Cooling or Heating is Needed | 0.53285 | m3/s
578 | Coil:Cooling:DX:SingleSpeed | 5NP:CORR6 PTAC DX COOLING COIL | Design Size Rated Air Flow Rate | 0.53285 | m3/s
579 | Coil:Cooling:DX:SingleSpeed | 5NP:CORR6 PTAC DX COOLING COIL | Design Size Rated Total Cooling Capacity (gross) | 8820.5632 | W
580 | Coil:Cooling:DX:SingleSpeed | 5NP:CORR6 PTAC DX COOLING COIL | Design Size Rated Sensible Heat Ratio | 0.79866
581 | Coil:Cooling:DX:SingleSpeed | 5NP:CORR6 PTAC DX COOLING COIL | Design Size Evaporative Condenser Air Flow Rate | 1.0055 | m3/s
582 | Coil:Heating:Electric | 5NP:CORR6 PTAC HEATING COIL | Design Size Nominal Capacity | 14201.3951 | W
583 | Fan:OnOff | 5NP:CORR6 PTAC SUPPLY FAN | Design Size Maximum Flow Rate | 0.53285 | m3/s
584 | AirTerminal:SingleDuct:Uncontrolled | 5NP:CORR6 DIRECT AIR | Design Size Maximum Air Flow Rate | 0.53285 | m3/s
585 | ZoneHVAC:Baseboard:Convective:Water | 5NP:OFFICE WATER CONVECTOR | Design Size Maximum Water Flow Rate | 5.2806e-05 | m3/s
586 | ZoneHVAC:Baseboard:Convective:Water | 5NP:OFFICE WATER CONVECTOR | Design Size U-Factor Times Area Value | 54.0982 | W/K
587 | ZoneHVAC:PackagedTerminalAirConditioner | 5NP:OFFICE PTAC | Design Size Supply Air Flow Rate During Cooling Operation | 0.16569 | m3/s
588 | ZoneHVAC:PackagedTerminalAirConditioner | 5NP:OFFICE PTAC | Design Size Supply Air Flow Rate During Heating Operation | 0.16569 | m3/s
589 | ZoneHVAC:PackagedTerminalAirConditioner | 5NP:OFFICE PTAC | Design Size Supply Air Flow Rate When No Cooling or Heating is Needed | 0.16569 | m3/s
590 | Coil:Cooling:DX:SingleSpeed | 5NP:OFFICE PTAC DX COOLING COIL | Design Size Rated Air Flow Rate | 0.16569 | m3/s
591 | Coil:Cooling:DX:SingleSpeed | 5NP:OFFICE PTAC DX COOLING COIL | Design Size Rated Total Cooling Capacity (gross) | 2742.7023 | W
592 | Coil:Cooling:DX:SingleSpeed | 5NP:OFFICE PTAC DX COOLING COIL | Design Size Rated Sensible Heat Ratio | 0.79866
593 | Coil:Cooling:DX:SingleSpeed | 5NP:OFFICE PTAC DX COOLING COIL | Design Size Evaporative Condenser Air Flow Rate | 0.31267 | m3/s
594 | Coil:Heating:Electric | 5NP:OFFICE PTAC HEATING COIL | Design Size Nominal Capacity | 5382.0472 | W
595 | Fan:OnOff | 5NP:OFFICE PTAC SUPPLY FAN | Design Size Maximum Flow Rate | 0.16569 | m3/s
596 | AirTerminal:SingleDuct:Uncontrolled | 5NP:OFFICE DIRECT AIR | Design Size Maximum Air Flow Rate | 0.16569 | m3/s
597 | ZoneHVAC:Baseboard:Convective:Water | 5NP:OFF8 WATER CONVECTOR | Design Size Maximum Water Flow Rate | 8.2008e-05 | m3/s
598 | ZoneHVAC:Baseboard:Convective:Water | 5NP:OFF8 WATER CONVECTOR | Design Size U-Factor Times Area Value | 84.0225 | W/K
599 | ZoneHVAC:PackagedTerminalAirConditioner | 5NP:OFF8 PTAC | Design Size Supply Air Flow Rate During Cooling Operation | 0.25731 | m3/s
600 | ZoneHVAC:PackagedTerminalAirConditioner | 5NP:OFF8 PTAC | Design Size Supply Air Flow Rate During Heating Operation | 0.25731 | m3/s
601 | ZoneHVAC:PackagedTerminalAirConditioner | 5NP:OFF8 PTAC | Design Size Supply Air Flow Rate When No Cooling or Heating is Needed | 0.25731 | m3/s
602 | Coil:Cooling:DX:SingleSpeed | 5NP:OFF8 PTAC DX COOLING COIL | Design Size Rated Air Flow Rate | 0.25731 | m3/s
603 | Coil:Cooling:DX:SingleSpeed | 5NP:OFF8 PTAC DX COOLING COIL | Design Size Rated Total Cooling Capacity (gross) | 4259.4268 | W
604 | Coil:Cooling:DX:SingleSpeed | 5NP:OFF8 PTAC DX COOLING COIL | Design Size Rated Sensible Heat Ratio | 0.79866
605 | Coil:Cooling:DX:SingleSpeed | 5NP:OFF8 PTAC DX COOLING COIL | Design Size Evaporative Condenser Air Flow Rate | 0.48557 | m3/s
606 | Coil:Heating:Electric | 5NP:OFF8 PTAC HEATING COIL | Design Size Nominal Capacity | 6125.429 | W
607 | Fan:OnOff | 5NP:OFF8 PTAC SUPPLY FAN | Design Size Maximum Flow Rate | 0.25731 | m3/s
608 | AirTerminal:SingleDuct:Uncontrolled | 5NP:OFF8 DIRECT AIR | Design Size Maximum Air Flow Rate | 0.25731 | m3/s
609 | ZoneHVAC:Baseboard:Convective:Water | 5NP:WC WATER CONVECTOR | Design Size Maximum Water Flow Rate | 3.3173e-05 | m3/s
610 | ZoneHVAC:Baseboard:Convective:Water | 5NP:WC WATER CONVECTOR | Design Size U-Factor Times Area Value | 33.9858 | W/K
611 | ZoneHVAC:PackagedTerminalAirConditioner | 5NP:WC PTAC | Design Size Supply Air Flow Rate During Cooling Operation | 0.10408 | m3/s
612 | ZoneHVAC:PackagedTerminalAirConditioner | 5NP:WC PTAC | Design Size Supply Air Flow Rate During Heating Operation | 0.10408 | m3/s
613 | ZoneHVAC:PackagedTerminalAirConditioner | 5NP:WC PTAC | Design Size Supply Air Flow Rate When No Cooling or Heating is Needed | 0.10408 | m3/s
614 | Coil:Cooling:DX:SingleSpeed | 5NP:WC PTAC DX COOLING COIL | Design Size Rated Air Flow Rate | 0.10408 | m3/s
615 | Coil:Cooling:DX:SingleSpeed | 5NP:WC PTAC DX COOLING COIL | Design Size Rated Total Cooling Capacity (gross) | 1722.9677 | W
616 | Coil:Cooling:DX:SingleSpeed | 5NP:WC PTAC DX COOLING COIL | Design Size Rated Sensible Heat Ratio | 0.79866
617 | Coil:Cooling:DX:SingleSpeed | 5NP:WC PTAC DX COOLING COIL | Design Size Evaporative Condenser Air Flow Rate | 0.19642 | m3/s
618 | Coil:Heating:Electric | 5NP:WC PTAC HEATING COIL | Design Size Nominal Capacity | 3799.0863 | W
619 | Fan:OnOff | 5NP:WC PTAC SUPPLY FAN | Design Size Maximum Flow Rate | 0.10408 | m3/s
620 | AirTerminal:SingleDuct:Uncontrolled | 5NP:WC DIRECT AIR | Design Size Maximum Air Flow Rate | 0.10408 | m3/s
621 | ZoneHVAC:Baseboard:Convective:Water | 5NP:CORR WATER CONVECTOR | Design Size Maximum Water Flow Rate | 0.0001198 | m3/s
622 | ZoneHVAC:Baseboard:Convective:Water | 5NP:CORR WATER CONVECTOR | Design Size U-Factor Times Area Value | 122.7285 | W/K
623 | ZoneHVAC:PackagedTerminalAirConditioner | 5NP:CORR PTAC | Design Size Supply Air Flow Rate During Cooling Operation | 0.37589 | m3/s
624 | ZoneHVAC:PackagedTerminalAirConditioner | 5NP:CORR PTAC | Design Size Supply Air Flow Rate During Heating Operation | 0.37589 | m3/s
625 | ZoneHVAC:PackagedTerminalAirConditioner | 5NP:CORR PTAC | Design Size Supply Air Flow Rate When No Cooling or Heating is Needed | 0.37589 | m3/s
626 | Coil:Cooling:DX:SingleSpeed | 5NP:CORR PTAC DX COOLING COIL | Design Size Rated Air Flow Rate | 0.37589 | m3/s
627 | Coil:Cooling:DX:SingleSpeed | 5NP:CORR PTAC DX COOLING COIL | Design Size Rated Total Cooling Capacity (gross) | 6222.2839 | W
628 | Coil:Cooling:DX:SingleSpeed | 5NP:CORR PTAC DX COOLING COIL | Design Size Rated Sensible Heat Ratio | 0.79866
629 | Coil:Cooling:DX:SingleSpeed | 5NP:CORR PTAC DX COOLING COIL | Design Size Evaporative Condenser Air Flow Rate | 0.70934 | m3/s
630 | Coil:Heating:Electric | 5NP:CORR PTAC HEATING COIL | Design Size Nominal Capacity | 9812.311 | W
631 | Fan:OnOff | 5NP:CORR PTAC SUPPLY FAN | Design Size Maximum Flow Rate | 0.37589 | m3/s
632 | AirTerminal:SingleDuct:Uncontrolled | 5NP:CORR DIRECT AIR | Design Size Maximum Air Flow Rate | 0.37589 | m3/s
633 | ZoneHVAC:Baseboard:Convective:Water | 5NP:OFFICETYPE2 WATER CONVECTOR | Design Size Maximum Water Flow Rate | 5.8402e-05 | m3/s
634 | ZoneHVAC:Baseboard:Convective:Water | 5NP:OFFICETYPE2 WATER CONVECTOR | Design Size U-Factor Times Area Value | 59.8336 | W/K
635 | ZoneHVAC:PackagedTerminalAirConditioner | 5NP:OFFICETYPE2 PTAC | Design Size Supply Air Flow Rate During Cooling Operation | 0.18324 | m3/s
636 | ZoneHVAC:PackagedTerminalAirConditioner | 5NP:OFFICETYPE2 PTAC | Design Size Supply Air Flow Rate During Heating Operation | 0.18324 | m3/s
637 | ZoneHVAC:PackagedTerminalAirConditioner | 5NP:OFFICETYPE2 PTAC | Design Size Supply Air Flow Rate When No Cooling or Heating is Needed | 0.18324 | m3/s
638 | Coil:Cooling:DX:SingleSpeed | 5NP:OFFICETYPE2 PTAC DX COOLING COIL | Design Size Rated Air Flow Rate | 0.18324 | m3/s
639 | Coil:Cooling:DX:SingleSpeed | 5NP:OFFICETYPE2 PTAC DX COOLING COIL | Design Size Rated Total Cooling Capacity (gross) | 3033.3379 | W
640 | Coil:Cooling:DX:SingleSpeed | 5NP:OFFICETYPE2 PTAC DX COOLING COIL | Design Size Rated Sensible Heat Ratio | 0.79866
641 | Coil:Cooling:DX:SingleSpeed | 5NP:OFFICETYPE2 PTAC DX COOLING COIL | Design Size Evaporative Condenser Air Flow Rate | 0.3458 | m3/s
642 | Coil:Heating:Electric | 5NP:OFFICETYPE2 PTAC HEATING COIL | Design Size Nominal Capacity | 3614.8595 | W
643 | Fan:OnOff | 5NP:OFFICETYPE2 PTAC SUPPLY FAN | Design Size Maximum Flow Rate | 0.18324 | m3/s
644 | AirTerminal:SingleDuct:Uncontrolled | 5NP:OFFICETYPE2 DIRECT AIR | Design Size Maximum Air Flow Rate | 0.18324 | m3/s
645 | ZoneHVAC:Baseboard:Convective:Water | 5NP:OFF7 WATER CONVECTOR | Design Size Maximum Water Flow Rate | 0.00010484 | m3/s
646 | ZoneHVAC:Baseboard:Convective:Water | 5NP:OFF7 WATER CONVECTOR | Design Size U-Factor Times Area Value | 107.4165 | W/K
647 | ZoneHVAC:PackagedTerminalAirConditioner | 5NP:OFF7 PTAC | Design Size Supply Air Flow Rate During Cooling Operation | 0.32895 | m3/s
648 | ZoneHVAC:PackagedTerminalAirConditioner | 5NP:OFF7 PTAC | Design Size Supply Air Flow Rate During Heating Operation | 0.32895 | m3/s
649 | ZoneHVAC:PackagedTerminalAirConditioner | 5NP:OFF7 PTAC | Design Size Supply Air Flow Rate When No Cooling or Heating is Needed | 0.32895 | m3/s
650 | Coil:Cooling:DX:SingleSpeed | 5NP:OFF7 PTAC DX COOLING COIL | Design Size Rated Air Flow Rate | 0.32895 | m3/s
651 | Coil:Cooling:DX:SingleSpeed | 5NP:OFF7 PTAC DX COOLING COIL | Design Size Rated Total Cooling Capacity (gross) | 5445.3537 | W
652 | Coil:Cooling:DX:SingleSpeed | 5NP:OFF7 PTAC DX COOLING COIL | Design Size Rated Sensible Heat Ratio | 0.79866
653 | Coil:Cooling:DX:SingleSpeed | 5NP:OFF7 PTAC DX COOLING COIL | Design Size Evaporative Condenser Air Flow Rate | 0.62077 | m3/s
654 | Coil:Heating:Electric | 5NP:OFF7 PTAC HEATING COIL | Design Size Nominal Capacity | 7970.9401 | W
655 | Fan:OnOff | 5NP:OFF7 PTAC SUPPLY FAN | Design Size Maximum Flow Rate | 0.32895 | m3/s
656 | AirTerminal:SingleDuct:Uncontrolled | 5NP:OFF7 DIRECT AIR | Design Size Maximum Air Flow Rate | 0.32895 | m3/s
657 | ZoneHVAC:Baseboard:Convective:Water | 5NP:OFF5 WATER CONVECTOR | Design Size Maximum Water Flow Rate | 0.00022406 | m3/s
658 | ZoneHVAC:Baseboard:Convective:Water | 5NP:OFF5 WATER CONVECTOR | Design Size U-Factor Times Area Value | 229.551 | W/K
659 | ZoneHVAC:PackagedTerminalAirConditioner | 5NP:OFF5 PTAC | Design Size Supply Air Flow Rate During Cooling Operation | 0.70301 | m3/s
660 | ZoneHVAC:PackagedTerminalAirConditioner | 5NP:OFF5 PTAC | Design Size Supply Air Flow Rate During Heating Operation | 0.70301 | m3/s
661 | ZoneHVAC:PackagedTerminalAirConditioner | 5NP:OFF5 PTAC | Design Size Supply Air Flow Rate When No Cooling or Heating is Needed | 0.70301 | m3/s
662 | Coil:Cooling:DX:SingleSpeed | 5NP:OFF5 PTAC DX COOLING COIL | Design Size Rated Air Flow Rate | 0.70301 | m3/s
663 | Coil:Cooling:DX:SingleSpeed | 5NP:OFF5 PTAC DX COOLING COIL | Design Size Rated Total Cooling Capacity (gross) | 11637.3212 | W
664 | Coil:Cooling:DX:SingleSpeed | 5NP:OFF5 PTAC DX COOLING COIL | Design Size Rated Sensible Heat Ratio | 0.79866
665 | Coil:Cooling:DX:SingleSpeed | 5NP:OFF5 PTAC DX COOLING COIL | Design Size Evaporative Condenser Air Flow Rate | 1.3267 | m3/s
666 | Coil:Heating:Electric | 5NP:OFF5 PTAC HEATING COIL | Design Size Nominal Capacity | 14700.6793 | W
667 | Fan:OnOff | 5NP:OFF5 PTAC SUPPLY FAN | Design Size Maximum Flow Rate | 0.70301 | m3/s
668 | AirTerminal:SingleDuct:Uncontrolled | 5NP:OFF5 DIRECT AIR | Design Size Maximum Air Flow Rate | 0.70301 | m3/s
669 | ZoneHVAC:Baseboard:Convective:Water | 5NP:OFF9 WATER CONVECTOR | Design Size Maximum Water Flow Rate | 0.00031833 | m3/s
670 | ZoneHVAC:Baseboard:Convective:Water | 5NP:OFF9 WATER CONVECTOR | Design Size U-Factor Times Area Value | 326.1338 | W/K
671 | ZoneHVAC:PackagedTerminalAirConditioner | 5NP:OFF9 PTAC | Design Size Supply Air Flow Rate During Cooling Operation | 0.9988 | m3/s
672 | ZoneHVAC:PackagedTerminalAirConditioner | 5NP:OFF9 PTAC | Design Size Supply Air Flow Rate During Heating Operation | 0.9988 | m3/s
673 | ZoneHVAC:PackagedTerminalAirConditioner | 5NP:OFF9 PTAC | Design Size Supply Air Flow Rate When No Cooling or Heating is Needed | 0.9988 | m3/s
674 | Coil:Cooling:DX:SingleSpeed | 5NP:OFF9 PTAC DX COOLING COIL | Design Size Rated Air Flow Rate | 0.9988 | m3/s
675 | Coil:Cooling:DX:SingleSpeed | 5NP:OFF9 PTAC DX COOLING COIL | Design Size Rated Total Cooling Capacity (gross) | 16533.7002 | W
676 | Coil:Cooling:DX:SingleSpeed | 5NP:OFF9 PTAC DX COOLING COIL | Design Size Rated Sensible Heat Ratio | 0.79866
677 | Coil:Cooling:DX:SingleSpeed | 5NP:OFF9 PTAC DX COOLING COIL | Design Size Evaporative Condenser Air Flow Rate | 1.8848 | m3/s
678 | Coil:Heating:Electric | 5NP:OFF9 PTAC HEATING COIL | Design Size Nominal Capacity | 20859.4402 | W
679 | Fan:OnOff | 5NP:OFF9 PTAC SUPPLY FAN | Design Size Maximum Flow Rate | 0.9988 | m3/s
680 | AirTerminal:SingleDuct:Uncontrolled | 5NP:OFF9 DIRECT AIR | Design Size Maximum Air Flow Rate | 0.9988 | m3/s
681 | ZoneHVAC:Baseboard:Convective:Water | 5NP:LOBBY WATER CONVECTOR | Design Size Maximum Water Flow Rate | 0.00014687 | m3/s
682 | ZoneHVAC:Baseboard:Convective:Water | 5NP:LOBBY WATER CONVECTOR | Design Size U-Factor Times Area Value | 150.4625 | W/K
683 | ZoneHVAC:PackagedTerminalAirConditioner | 5NP:LOBBY PTAC | Design Size Supply Air Flow Rate During Cooling Operation | 0.46083 | m3/s
684 | ZoneHVAC:PackagedTerminalAirConditioner | 5NP:LOBBY PTAC | Design Size Supply Air Flow Rate During Heating Operation | 0.46083 | m3/s
685 | ZoneHVAC:PackagedTerminalAirConditioner | 5NP:LOBBY PTAC | Design Size Supply Air Flow Rate When No Cooling or Heating is Needed | 0.46083 | m3/s
686 | Coil:Cooling:DX:SingleSpeed | 5NP:LOBBY PTAC DX COOLING COIL | Design Size Rated Air Flow Rate | 0.46083 | m3/s
687 | Coil:Cooling:DX:SingleSpeed | 5NP:LOBBY PTAC DX COOLING COIL | Design Size Rated Total Cooling Capacity (gross) | 7628.429 | W
688 | Coil:Cooling:DX:SingleSpeed | 5NP:LOBBY PTAC DX COOLING COIL | Design Size Rated Sensible Heat Ratio | 0.79866
689 | Coil:Cooling:DX:SingleSpeed | 5NP:LOBBY PTAC DX COOLING COIL | Design Size Evaporative Condenser Air Flow Rate | 0.86964 | m3/s
690 | Coil:Heating:Electric | 5NP:LOBBY PTAC HEATING COIL | Design Size Nominal Capacity | 12598.6808 | W
691 | Fan:OnOff | 5NP:LOBBY PTAC SUPPLY FAN | Design Size Maximum Flow Rate | 0.46083 | m3/s
692 | AirTerminal:SingleDuct:Uncontrolled | 5NP:LOBBY DIRECT AIR | Design Size Maximum Air Flow Rate | 0.46083 | m3/s
693 | ZoneHVAC:Baseboard:Convective:Water | 5NP:OFF WATER CONVECTOR | Design Size Maximum Water Flow Rate | 0.0004923 | m3/s
694 | ZoneHVAC:Baseboard:Convective:Water | 5NP:OFF WATER CONVECTOR | Design Size U-Factor Times Area Value | 504.3724 | W/K
695 | ZoneHVAC:PackagedTerminalAirConditioner | 5NP:OFF PTAC | Design Size Supply Air Flow Rate During Cooling Operation | 1.5447 | m3/s
696 | ZoneHVAC:PackagedTerminalAirConditioner | 5NP:OFF PTAC | Design Size Supply Air Flow Rate During Heating Operation | 1.5447 | m3/s
697 | ZoneHVAC:PackagedTerminalAirConditioner | 5NP:OFF PTAC | Design Size Supply Air Flow Rate When No Cooling or Heating is Needed | 1.5447 | m3/s
698 | Coil:Cooling:DX:SingleSpeed | 5NP:OFF PTAC DX COOLING COIL | Design Size Rated Air Flow Rate | 1.5447 | m3/s
699 | Coil:Cooling:DX:SingleSpeed | 5NP:OFF PTAC DX COOLING COIL | Design Size Rated Total Cooling Capacity (gross) | 25569.6853 | W
700 | Coil:Cooling:DX:SingleSpeed | 5NP:OFF PTAC DX COOLING COIL | Design Size Rated Sensible Heat Ratio | 0.79866
701 | Coil:Cooling:DX:SingleSpeed | 5NP:OFF PTAC DX COOLING COIL | Design Size Evaporative Condenser Air Flow Rate | 2.9149 | m3/s
702 | Coil:Heating:Electric | 5NP:OFF PTAC HEATING COIL | Design Size Nominal Capacity | 32555.0335 | W
703 | Fan:OnOff | 5NP:OFF PTAC SUPPLY FAN | Design Size Maximum Flow Rate | 1.5447 | m3/s
704 | AirTerminal:SingleDuct:Uncontrolled | 5NP:OFF DIRECT AIR | Design Size Maximum Air Flow Rate | 1.5447 | m3/s
705 | ZoneHVAC:Baseboard:Convective:Water | 6NP:OFF1 WATER CONVECTOR | Design Size Maximum Water Flow Rate | 0.0003037 | m3/s
706 | ZoneHVAC:Baseboard:Convective:Water | 6NP:OFF1 WATER CONVECTOR | Design Size U-Factor Times Area Value | 296.7963 | W/K
707 | ZoneHVAC:PackagedTerminalAirConditioner | 6NP:OFF1 PTAC | Design Size Supply Air Flow Rate During Cooling Operation | 0.9529 | m3/s
708 | ZoneHVAC:PackagedTerminalAirConditioner | 6NP:OFF1 PTAC | Design Size Supply Air Flow Rate During Heating Operation | 0.9529 | m3/s
709 | ZoneHVAC:PackagedTerminalAirConditioner | 6NP:OFF1 PTAC | Design Size Supply Air Flow Rate When No Cooling or Heating is Needed | 0.9529 | m3/s
710 | Coil:Cooling:DX:SingleSpeed | 6NP:OFF1 PTAC DX COOLING COIL | Design Size Rated Air Flow Rate | 0.9529 | m3/s
711 | Coil:Cooling:DX:SingleSpeed | 6NP:OFF1 PTAC DX COOLING COIL | Design Size Rated Total Cooling Capacity (gross) | 15773.9192 | W
712 | Coil:Cooling:DX:SingleSpeed | 6NP:OFF1 PTAC DX COOLING COIL | Design Size Rated Sensible Heat Ratio | 0.79866
713 | Coil:Cooling:DX:SingleSpeed | 6NP:OFF1 PTAC DX COOLING COIL | Design Size Evaporative Condenser Air Flow Rate | 1.7982 | m3/s
714 | Coil:Heating:Electric | 6NP:OFF1 PTAC HEATING COIL | Design Size Nominal Capacity | 23961.6287 | W
715 | Fan:OnOff | 6NP:OFF1 PTAC SUPPLY FAN | Design Size Maximum Flow Rate | 0.9529 | m3/s
716 | AirTerminal:SingleDuct:Uncontrolled | 6NP:OFF1 DIRECT AIR | Design Size Maximum Air Flow Rate | 0.9529 | m3/s
717 | ZoneHVAC:Baseboard:Convective:Water | 6NP:CORR1 WATER CONVECTOR | Design Size Maximum Water Flow Rate | 0.00010548 | m3/s
718 | ZoneHVAC:Baseboard:Convective:Water | 6NP:CORR1 WATER CONVECTOR | Design Size U-Factor Times Area Value | 103.0875 | W/K
719 | ZoneHVAC:PackagedTerminalAirConditioner | 6NP:CORR1 PTAC | Design Size Supply Air Flow Rate During Cooling Operation | 0.33097 | m3/s
720 | ZoneHVAC:PackagedTerminalAirConditioner | 6NP:CORR1 PTAC | Design Size Supply Air Flow Rate During Heating Operation | 0.33097 | m3/s
721 | ZoneHVAC:PackagedTerminalAirConditioner | 6NP:CORR1 PTAC | Design Size Supply Air Flow Rate When No Cooling or Heating is Needed | 0.33097 | m3/s
722 | Coil:Cooling:DX:SingleSpeed | 6NP:CORR1 PTAC DX COOLING COIL | Design Size Rated Air Flow Rate | 0.33097 | m3/s
723 | Coil:Cooling:DX:SingleSpeed | 6NP:CORR1 PTAC DX COOLING COIL | Design Size Rated Total Cooling Capacity (gross) | 5478.698 | W
724 | Coil:Cooling:DX:SingleSpeed | 6NP:CORR1 PTAC DX COOLING COIL | Design Size Rated Sensible Heat Ratio | 0.79866
725 | Coil:Cooling:DX:SingleSpeed | 6NP:CORR1 PTAC DX COOLING COIL | Design Size Evaporative Condenser Air Flow Rate | 0.62457 | m3/s
726 | Coil:Heating:Electric | 6NP:CORR1 PTAC HEATING COIL | Design Size Nominal Capacity | 11092.6536 | W
727 | Fan:OnOff | 6NP:CORR1 PTAC SUPPLY FAN | Design Size Maximum Flow Rate | 0.33097 | m3/s
728 | AirTerminal:SingleDuct:Uncontrolled | 6NP:CORR1 DIRECT AIR | Design Size Maximum Air Flow Rate | 0.33097 | m3/s
729 | ZoneHVAC:Baseboard:Convective:Water | 6NP:OFF2 WATER CONVECTOR | Design Size Maximum Water Flow Rate | 4.7368e-05 | m3/s
730 | ZoneHVAC:Baseboard:Convective:Water | 6NP:OFF2 WATER CONVECTOR | Design Size U-Factor Times Area Value | 46.292 | W/K
731 | ZoneHVAC:PackagedTerminalAirConditioner | 6NP:OFF2 PTAC | Design Size Supply Air Flow Rate During Cooling Operation | 0.14862 | m3/s
732 | ZoneHVAC:PackagedTerminalAirConditioner | 6NP:OFF2 PTAC | Design Size Supply Air Flow Rate During Heating Operation | 0.14862 | m3/s
733 | ZoneHVAC:PackagedTerminalAirConditioner | 6NP:OFF2 PTAC | Design Size Supply Air Flow Rate When No Cooling or Heating is Needed | 0.14862 | m3/s
734 | Coil:Cooling:DX:SingleSpeed | 6NP:OFF2 PTAC DX COOLING COIL | Design Size Rated Air Flow Rate | 0.14862 | m3/s
735 | Coil:Cooling:DX:SingleSpeed | 6NP:OFF2 PTAC DX COOLING COIL | Design Size Rated Total Cooling Capacity (gross) | 2460.2557 | W
736 | Coil:Cooling:DX:SingleSpeed | 6NP:OFF2 PTAC DX COOLING COIL | Design Size Rated Sensible Heat Ratio | 0.79866
737 | Coil:Cooling:DX:SingleSpeed | 6NP:OFF2 PTAC DX COOLING COIL | Design Size Evaporative Condenser Air Flow Rate | 0.28047 | m3/s
738 | Coil:Heating:Electric | 6NP:OFF2 PTAC HEATING COIL | Design Size Nominal Capacity | 4517.8778 | W
739 | Fan:OnOff | 6NP:OFF2 PTAC SUPPLY FAN | Design Size Maximum Flow Rate | 0.14862 | m3/s
740 | AirTerminal:SingleDuct:Uncontrolled | 6NP:OFF2 DIRECT AIR | Design Size Maximum Air Flow Rate | 0.14862 | m3/s
741 | ZoneHVAC:Baseboard:Convective:Water | 6NP:OFF3 WATER CONVECTOR | Design Size Maximum Water Flow Rate | 0.00019281 | m3/s
742 | ZoneHVAC:Baseboard:Convective:Water | 6NP:OFF3 WATER CONVECTOR | Design Size U-Factor Times Area Value | 188.4301 | W/K
743 | ZoneHVAC:PackagedTerminalAirConditioner | 6NP:OFF3 PTAC | Design Size Supply Air Flow Rate During Cooling Operation | 0.60497 | m3/s
744 | ZoneHVAC:PackagedTerminalAirConditioner | 6NP:OFF3 PTAC | Design Size Supply Air Flow Rate During Heating Operation | 0.60497 | m3/s
745 | ZoneHVAC:PackagedTerminalAirConditioner | 6NP:OFF3 PTAC | Design Size Supply Air Flow Rate When No Cooling or Heating is Needed | 0.60497 | m3/s
746 | Coil:Cooling:DX:SingleSpeed | 6NP:OFF3 PTAC DX COOLING COIL | Design Size Rated Air Flow Rate | 0.60497 | m3/s
747 | Coil:Cooling:DX:SingleSpeed | 6NP:OFF3 PTAC DX COOLING COIL | Design Size Rated Total Cooling Capacity (gross) | 10014.4043 | W
748 | Coil:Cooling:DX:SingleSpeed | 6NP:OFF3 PTAC DX COOLING COIL | Design Size Rated Sensible Heat Ratio | 0.79866
749 | Coil:Cooling:DX:SingleSpeed | 6NP:OFF3 PTAC DX COOLING COIL | Design Size Evaporative Condenser Air Flow Rate | 1.1416 | m3/s
750 | Coil:Heating:Electric | 6NP:OFF3 PTAC HEATING COIL | Design Size Nominal Capacity | 18464.7521 | W
751 | Fan:OnOff | 6NP:OFF3 PTAC SUPPLY FAN | Design Size Maximum Flow Rate | 0.60497 | m3/s
752 | AirTerminal:SingleDuct:Uncontrolled | 6NP:OFF3 DIRECT AIR | Design Size Maximum Air Flow Rate | 0.60497 | m3/s
753 | ZoneHVAC:Baseboard:Convective:Water | 6NP:OFF4 WATER CONVECTOR | Design Size Maximum Water Flow Rate | 4.7937e-05 | m3/s
754 | ZoneHVAC:Baseboard:Convective:Water | 6NP:OFF4 WATER CONVECTOR | Design Size U-Factor Times Area Value | 46.8486 | W/K
755 | ZoneHVAC:PackagedTerminalAirConditioner | 6NP:OFF4 PTAC | Design Size Supply Air Flow Rate During Cooling Operation | 0.15041 | m3/s
756 | ZoneHVAC:PackagedTerminalAirConditioner | 6NP:OFF4 PTAC | Design Size Supply Air Flow Rate During Heating Operation | 0.15041 | m3/s
757 | ZoneHVAC:PackagedTerminalAirConditioner | 6NP:OFF4 PTAC | Design Size Supply Air Flow Rate When No Cooling or Heating is Needed | 0.15041 | m3/s
758 | Coil:Cooling:DX:SingleSpeed | 6NP:OFF4 PTAC DX COOLING COIL | Design Size Rated Air Flow Rate | 0.15041 | m3/s
759 | Coil:Cooling:DX:SingleSpeed | 6NP:OFF4 PTAC DX COOLING COIL | Design Size Rated Total Cooling Capacity (gross) | 2489.83 | W
760 | Coil:Cooling:DX:SingleSpeed | 6NP:OFF4 PTAC DX COOLING COIL | Design Size Rated Sensible Heat Ratio | 0.79866
761 | Coil:Cooling:DX:SingleSpeed | 6NP:OFF4 PTAC DX COOLING COIL | Design Size Evaporative Condenser Air Flow Rate | 0.28384 | m3/s
762 | Coil:Heating:Electric | 6NP:OFF4 PTAC HEATING COIL | Design Size Nominal Capacity | 4668.4906 | W
763 | Fan:OnOff | 6NP:OFF4 PTAC SUPPLY FAN | Design Size Maximum Flow Rate | 0.15041 | m3/s
764 | AirTerminal:SingleDuct:Uncontrolled | 6NP:OFF4 DIRECT AIR | Design Size Maximum Air Flow Rate | 0.15041 | m3/s
765 | ZoneHVAC:Baseboard:Convective:Water | 6NP:LOBBY WATER CONVECTOR | Design Size Maximum Water Flow Rate | 7.5452e-05 | m3/s
766 | ZoneHVAC:Baseboard:Convective:Water | 6NP:LOBBY WATER CONVECTOR | Design Size U-Factor Times Area Value | 73.7393 | W/K
767 | ZoneHVAC:PackagedTerminalAirConditioner | 6NP:LOBBY PTAC | Design Size Supply Air Flow Rate During Cooling Operation | 0.23674 | m3/s
768 | ZoneHVAC:PackagedTerminalAirConditioner | 6NP:LOBBY PTAC | Design Size Supply Air Flow Rate During Heating Operation | 0.23674 | m3/s
769 | ZoneHVAC:PackagedTerminalAirConditioner | 6NP:LOBBY PTAC | Design Size Supply Air Flow Rate When No Cooling or Heating is Needed | 0.23674 | m3/s
770 | Coil:Cooling:DX:SingleSpeed | 6NP:LOBBY PTAC DX COOLING COIL | Design Size Rated Air Flow Rate | 0.23674 | m3/s
771 | Coil:Cooling:DX:SingleSpeed | 6NP:LOBBY PTAC DX COOLING COIL | Design Size Rated Total Cooling Capacity (gross) | 3918.8983 | W
772 | Coil:Cooling:DX:SingleSpeed | 6NP:LOBBY PTAC DX COOLING COIL | Design Size Rated Sensible Heat Ratio | 0.79866
773 | Coil:Cooling:DX:SingleSpeed | 6NP:LOBBY PTAC DX COOLING COIL | Design Size Evaporative Condenser Air Flow Rate | 0.44675 | m3/s
774 | Coil:Heating:Electric | 6NP:LOBBY PTAC HEATING COIL | Design Size Nominal Capacity | 9231.3692 | W
775 | Fan:OnOff | 6NP:LOBBY PTAC SUPPLY FAN | Design Size Maximum Flow Rate | 0.23674 | m3/s
776 | AirTerminal:SingleDuct:Uncontrolled | 6NP:LOBBY DIRECT AIR | Design Size Maximum Air Flow Rate | 0.23674 | m3/s
777 | ZoneHVAC:Baseboard:Convective:Water | 6NP:OFF5 WATER CONVECTOR | Design Size Maximum Water Flow Rate | 0.0001888 | m3/s
778 | ZoneHVAC:Baseboard:Convective:Water | 6NP:OFF5 WATER CONVECTOR | Design Size U-Factor Times Area Value | 184.5122 | W/K
779 | ZoneHVAC:PackagedTerminalAirConditioner | 6NP:OFF5 PTAC | Design Size Supply Air Flow Rate During Cooling Operation | 0.5924 | m3/s
780 | ZoneHVAC:PackagedTerminalAirConditioner | 6NP:OFF5 PTAC | Design Size Supply Air Flow Rate During Heating Operation | 0.5924 | m3/s
781 | ZoneHVAC:PackagedTerminalAirConditioner | 6NP:OFF5 PTAC | Design Size Supply Air Flow Rate When No Cooling or Heating is Needed | 0.5924 | m3/s
782 | Coil:Cooling:DX:SingleSpeed | 6NP:OFF5 PTAC DX COOLING COIL | Design Size Rated Air Flow Rate | 0.5924 | m3/s
783 | Coil:Cooling:DX:SingleSpeed | 6NP:OFF5 PTAC DX COOLING COIL | Design Size Rated Total Cooling Capacity (gross) | 9806.3155 | W
784 | Coil:Cooling:DX:SingleSpeed | 6NP:OFF5 PTAC DX COOLING COIL | Design Size Rated Sensible Heat Ratio | 0.79866
785 | Coil:Cooling:DX:SingleSpeed | 6NP:OFF5 PTAC DX COOLING COIL | Design Size Evaporative Condenser Air Flow Rate | 1.1179 | m3/s
786 | Coil:Heating:Electric | 6NP:OFF5 PTAC HEATING COIL | Design Size Nominal Capacity | 14997.162 | W
787 | Fan:OnOff | 6NP:OFF5 PTAC SUPPLY FAN | Design Size Maximum Flow Rate | 0.5924 | m3/s
788 | AirTerminal:SingleDuct:Uncontrolled | 6NP:OFF5 DIRECT AIR | Design Size Maximum Air Flow Rate | 0.5924 | m3/s
789 | ZoneHVAC:Baseboard:Convective:Water | 6NP:CORR2 WATER CONVECTOR | Design Size Maximum Water Flow Rate | 0.00011774 | m3/s
790 | ZoneHVAC:Baseboard:Convective:Water | 6NP:CORR2 WATER CONVECTOR | Design Size U-Factor Times Area Value | 115.0622 | W/K
791 | ZoneHVAC:PackagedTerminalAirConditioner | 6NP:CORR2 PTAC | Design Size Supply Air Flow Rate During Cooling Operation | 0.36943 | m3/s
792 | ZoneHVAC:PackagedTerminalAirConditioner | 6NP:CORR2 PTAC | Design Size Supply Air Flow Rate During Heating Operation | 0.36943 | m3/s
793 | ZoneHVAC:PackagedTerminalAirConditioner | 6NP:CORR2 PTAC | Design Size Supply Air Flow Rate When No Cooling or Heating is Needed | 0.36943 | m3/s
794 | Coil:Cooling:DX:SingleSpeed | 6NP:CORR2 PTAC DX COOLING COIL | Design Size Rated Air Flow Rate | 0.36943 | m3/s
795 | Coil:Cooling:DX:SingleSpeed | 6NP:CORR2 PTAC DX COOLING COIL | Design Size Rated Total Cooling Capacity (gross) | 6115.3131 | W
796 | Coil:Cooling:DX:SingleSpeed | 6NP:CORR2 PTAC DX COOLING COIL | Design Size Rated Sensible Heat Ratio | 0.79866
797 | Coil:Cooling:DX:SingleSpeed | 6NP:CORR2 PTAC DX COOLING COIL | Design Size Evaporative Condenser Air Flow Rate | 0.69715 | m3/s
798 | Coil:Heating:Electric | 6NP:CORR2 PTAC HEATING COIL | Design Size Nominal Capacity | 7564.5895 | W
799 | Fan:OnOff | 6NP:CORR2 PTAC SUPPLY FAN | Design Size Maximum Flow Rate | 0.36943 | m3/s
800 | AirTerminal:SingleDuct:Uncontrolled | 6NP:CORR2 DIRECT AIR | Design Size Maximum Air Flow Rate | 0.36943 | m3/s
801 | ZoneHVAC:Baseboard:Convective:Water | 6NP:CORR3 WATER CONVECTOR | Design Size Maximum Water Flow Rate | 7.6598e-05 | m3/s
802 | ZoneHVAC:Baseboard:Convective:Water | 6NP:CORR3 WATER CONVECTOR | Design Size U-Factor Times Area Value | 74.8568 | W/K
803 | ZoneHVAC:PackagedTerminalAirConditioner | 6NP:CORR3 PTAC | Design Size Supply Air Flow Rate During Cooling Operation | 0.24034 | m3/s
804 | ZoneHVAC:PackagedTerminalAirConditioner | 6NP:CORR3 PTAC | Design Size Supply Air Flow Rate During Heating Operation | 0.24034 | m3/s
805 | ZoneHVAC:PackagedTerminalAirConditioner | 6NP:CORR3 PTAC | Design Size Supply Air Flow Rate When No Cooling or Heating is Needed | 0.24034 | m3/s
806 | Coil:Cooling:DX:SingleSpeed | 6NP:CORR3 PTAC DX COOLING COIL | Design Size Rated Air Flow Rate | 0.24034 | m3/s
807 | Coil:Cooling:DX:SingleSpeed | 6NP:CORR3 PTAC DX COOLING COIL | Design Size Rated Total Cooling Capacity (gross) | 3978.4417 | W
808 | Coil:Cooling:DX:SingleSpeed | 6NP:CORR3 PTAC DX COOLING COIL | Design Size Rated Sensible Heat Ratio | 0.79866
809 | Coil:Cooling:DX:SingleSpeed | 6NP:CORR3 PTAC DX COOLING COIL | Design Size Evaporative Condenser Air Flow Rate | 0.45354 | m3/s
810 | Coil:Heating:Electric | 6NP:CORR3 PTAC HEATING COIL | Design Size Nominal Capacity | 5699.2546 | W
811 | Fan:OnOff | 6NP:CORR3 PTAC SUPPLY FAN | Design Size Maximum Flow Rate | 0.24034 | m3/s
812 | AirTerminal:SingleDuct:Uncontrolled | 6NP:CORR3 DIRECT AIR | Design Size Maximum Air Flow Rate | 0.24034 | m3/s
813 | ZoneHVAC:Baseboard:Convective:Water | 6NP:CORR4 WATER CONVECTOR | Design Size Maximum Water Flow Rate | 0.00010707 | m3/s
814 | ZoneHVAC:Baseboard:Convective:Water | 6NP:CORR4 WATER CONVECTOR | Design Size U-Factor Times Area Value | 104.6444 | W/K
815 | ZoneHVAC:PackagedTerminalAirConditioner | 6NP:CORR4 PTAC | Design Size Supply Air Flow Rate During Cooling Operation | 0.33596 | m3/s
816 | ZoneHVAC:PackagedTerminalAirConditioner | 6NP:CORR4 PTAC | Design Size Supply Air Flow Rate During Heating Operation | 0.33596 | m3/s
817 | ZoneHVAC:PackagedTerminalAirConditioner | 6NP:CORR4 PTAC | Design Size Supply Air Flow Rate When No Cooling or Heating is Needed | 0.33596 | m3/s
818 | Coil:Cooling:DX:SingleSpeed | 6NP:CORR4 PTAC DX COOLING COIL | Design Size Rated Air Flow Rate | 0.33596 | m3/s
819 | Coil:Cooling:DX:SingleSpeed | 6NP:CORR4 PTAC DX COOLING COIL | Design Size Rated Total Cooling Capacity (gross) | 5561.323 | W
820 | Coil:Cooling:DX:SingleSpeed | 6NP:CORR4 PTAC DX COOLING COIL | Design Size Rated Sensible Heat Ratio | 0.79866
821 | Coil:Cooling:DX:SingleSpeed | 6NP:CORR4 PTAC DX COOLING COIL | Design Size Evaporative Condenser Air Flow Rate | 0.63399 | m3/s
822 | Coil:Heating:Electric | 6NP:CORR4 PTAC HEATING COIL | Design Size Nominal Capacity | 13823.2198 | W
823 | Fan:OnOff | 6NP:CORR4 PTAC SUPPLY FAN | Design Size Maximum Flow Rate | 0.33596 | m3/s
824 | AirTerminal:SingleDuct:Uncontrolled | 6NP:CORR4 DIRECT AIR | Design Size Maximum Air Flow Rate | 0.33596 | m3/s
825 | ZoneHVAC:Baseboard:Convective:Water | 6NP:CORR5 WATER CONVECTOR | Design Size Maximum Water Flow Rate | 8.5045e-05 | m3/s
826 | ZoneHVAC:Baseboard:Convective:Water | 6NP:CORR5 WATER CONVECTOR | Design Size U-Factor Times Area Value | 83.1132 | W/K
827 | ZoneHVAC:PackagedTerminalAirConditioner | 6NP:CORR5 PTAC | Design Size Supply Air Flow Rate During Cooling Operation | 0.26684 | m3/s
828 | ZoneHVAC:PackagedTerminalAirConditioner | 6NP:CORR5 PTAC | Design Size Supply Air Flow Rate During Heating Operation | 0.26684 | m3/s
829 | ZoneHVAC:PackagedTerminalAirConditioner | 6NP:CORR5 PTAC | Design Size Supply Air Flow Rate When No Cooling or Heating is Needed | 0.26684 | m3/s
830 | Coil:Cooling:DX:SingleSpeed | 6NP:CORR5 PTAC DX COOLING COIL | Design Size Rated Air Flow Rate | 0.26684 | m3/s
831 | Coil:Cooling:DX:SingleSpeed | 6NP:CORR5 PTAC DX COOLING COIL | Design Size Rated Total Cooling Capacity (gross) | 4417.1529 | W
832 | Coil:Cooling:DX:SingleSpeed | 6NP:CORR5 PTAC DX COOLING COIL | Design Size Rated Sensible Heat Ratio | 0.79866
833 | Coil:Cooling:DX:SingleSpeed | 6NP:CORR5 PTAC DX COOLING COIL | Design Size Evaporative Condenser Air Flow Rate | 0.50356 | m3/s
834 | Coil:Heating:Electric | 6NP:CORR5 PTAC HEATING COIL | Design Size Nominal Capacity | 8604.4071 | W
835 | Fan:OnOff | 6NP:CORR5 PTAC SUPPLY FAN | Design Size Maximum Flow Rate | 0.26684 | m3/s
836 | AirTerminal:SingleDuct:Uncontrolled | 6NP:CORR5 DIRECT AIR | Design Size Maximum Air Flow Rate | 0.26684 | m3/s
837 | ZoneHVAC:Baseboard:Convective:Water | 6NP:WC1 WATER CONVECTOR | Design Size Maximum Water Flow Rate | 1.9361e-05 | m3/s
838 | ZoneHVAC:Baseboard:Convective:Water | 6NP:WC1 WATER CONVECTOR | Design Size U-Factor Times Area Value | 18.9224 | W/K
839 | ZoneHVAC:PackagedTerminalAirConditioner | 6NP:WC1 PTAC | Design Size Supply Air Flow Rate During Cooling Operation | 0.060749 | m3/s
840 | ZoneHVAC:PackagedTerminalAirConditioner | 6NP:WC1 PTAC | Design Size Supply Air Flow Rate During Heating Operation | 0.060749 | m3/s
841 | ZoneHVAC:PackagedTerminalAirConditioner | 6NP:WC1 PTAC | Design Size Supply Air Flow Rate When No Cooling or Heating is Needed | 0.060749 | m3/s
842 | Coil:Cooling:DX:SingleSpeed | 6NP:WC1 PTAC DX COOLING COIL | Design Size Rated Air Flow Rate | 0.060749 | m3/s
843 | Coil:Cooling:DX:SingleSpeed | 6NP:WC1 PTAC DX COOLING COIL | Design Size Rated Total Cooling Capacity (gross) | 1005.6127 | W
844 | Coil:Cooling:DX:SingleSpeed | 6NP:WC1 PTAC DX COOLING COIL | Design Size Rated Sensible Heat Ratio | 0.79866
845 | Coil:Cooling:DX:SingleSpeed | 6NP:WC1 PTAC DX COOLING COIL | Design Size Evaporative Condenser Air Flow Rate | 0.11464 | m3/s
846 | Coil:Heating:Electric | 6NP:WC1 PTAC HEATING COIL | Design Size Nominal Capacity | 2888.6506 | W
847 | Fan:OnOff | 6NP:WC1 PTAC SUPPLY FAN | Design Size Maximum Flow Rate | 0.060749 | m3/s
848 | AirTerminal:SingleDuct:Uncontrolled | 6NP:WC1 DIRECT AIR | Design Size Maximum Air Flow Rate | 0.060749 | m3/s
849 | ZoneHVAC:Baseboard:Convective:Water | 6NP:CORR6 WATER CONVECTOR | Design Size Maximum Water Flow Rate | 0.00010779 | m3/s
850 | ZoneHVAC:Baseboard:Convective:Water | 6NP:CORR6 WATER CONVECTOR | Design Size U-Factor Times Area Value | 105.3457 | W/K
851 | ZoneHVAC:PackagedTerminalAirConditioner | 6NP:CORR6 PTAC | Design Size Supply Air Flow Rate During Cooling Operation | 0.33822 | m3/s
852 | ZoneHVAC:PackagedTerminalAirConditioner | 6NP:CORR6 PTAC | Design Size Supply Air Flow Rate During Heating Operation | 0.33822 | m3/s
853 | ZoneHVAC:PackagedTerminalAirConditioner | 6NP:CORR6 PTAC | Design Size Supply Air Flow Rate When No Cooling or Heating is Needed | 0.33822 | m3/s
854 | Coil:Cooling:DX:SingleSpeed | 6NP:CORR6 PTAC DX COOLING COIL | Design Size Rated Air Flow Rate | 0.33822 | m3/s
855 | Coil:Cooling:DX:SingleSpeed | 6NP:CORR6 PTAC DX COOLING COIL | Design Size Rated Total Cooling Capacity (gross) | 5598.6908 | W
856 | Coil:Cooling:DX:SingleSpeed | 6NP:CORR6 PTAC DX COOLING COIL | Design Size Rated Sensible Heat Ratio | 0.79866
857 | Coil:Cooling:DX:SingleSpeed | 6NP:CORR6 PTAC DX COOLING COIL | Design Size Evaporative Condenser Air Flow Rate | 0.63825 | m3/s
858 | Coil:Heating:Electric | 6NP:CORR6 PTAC HEATING COIL | Design Size Nominal Capacity | 11615.772 | W
859 | Fan:OnOff | 6NP:CORR6 PTAC SUPPLY FAN | Design Size Maximum Flow Rate | 0.33822 | m3/s
860 | AirTerminal:SingleDuct:Uncontrolled | 6NP:CORR6 DIRECT AIR | Design Size Maximum Air Flow Rate | 0.33822 | m3/s
861 | ZoneHVAC:Baseboard:Convective:Water | 6NP:KITCH WATER CONVECTOR | Design Size Maximum Water Flow Rate | 3.1139e-05 | m3/s
862 | ZoneHVAC:Baseboard:Convective:Water | 6NP:KITCH WATER CONVECTOR | Design Size U-Factor Times Area Value | 30.4314 | W/K
863 | ZoneHVAC:PackagedTerminalAirConditioner | 6NP:KITCH PTAC | Design Size Supply Air Flow Rate During Cooling Operation | 0.10126 | m3/s
864 | ZoneHVAC:PackagedTerminalAirConditioner | 6NP:KITCH PTAC | Design Size Supply Air Flow Rate During Heating Operation | 0.10126 | m3/s
865 | ZoneHVAC:PackagedTerminalAirConditioner | 6NP:KITCH PTAC | Design Size Supply Air Flow Rate When No Cooling or Heating is Needed | 0.10126 | m3/s
866 | Coil:Cooling:DX:SingleSpeed | 6NP:KITCH PTAC DX COOLING COIL | Design Size Rated Air Flow Rate | 0.10126 | m3/s
867 | Coil:Cooling:DX:SingleSpeed | 6NP:KITCH PTAC DX COOLING COIL | Design Size Rated Total Cooling Capacity (gross) | 1676.2732 | W
868 | Coil:Cooling:DX:SingleSpeed | 6NP:KITCH PTAC DX COOLING COIL | Design Size Rated Sensible Heat Ratio | 0.79866
869 | Coil:Cooling:DX:SingleSpeed | 6NP:KITCH PTAC DX COOLING COIL | Design Size Evaporative Condenser Air Flow Rate | 0.1911 | m3/s
870 | Coil:Heating:Electric | 6NP:KITCH PTAC HEATING COIL | Design Size Nominal Capacity | 2736.4566 | W
871 | Fan:OnOff | 6NP:KITCH PTAC SUPPLY FAN | Design Size Maximum Flow Rate | 0.10126 | m3/s
872 | AirTerminal:SingleDuct:Uncontrolled | 6NP:KITCH DIRECT AIR | Design Size Maximum Air Flow Rate | 0.10126 | m3/s
873 | ZoneHVAC:Baseboard:Convective:Water | 6NP:WC2 WATER CONVECTOR | Design Size Maximum Water Flow Rate | 3.1702e-05 | m3/s
874 | ZoneHVAC:Baseboard:Convective:Water | 6NP:WC2 WATER CONVECTOR | Design Size U-Factor Times Area Value | 30.9814 | W/K
875 | ZoneHVAC:PackagedTerminalAirConditioner | 6NP:WC2 PTAC | Design Size Supply Air Flow Rate During Cooling Operation | 0.099468 | m3/s
876 | ZoneHVAC:PackagedTerminalAirConditioner | 6NP:WC2 PTAC | Design Size Supply Air Flow Rate During Heating Operation | 0.099468 | m3/s
877 | ZoneHVAC:PackagedTerminalAirConditioner | 6NP:WC2 PTAC | Design Size Supply Air Flow Rate When No Cooling or Heating is Needed | 0.099468 | m3/s
878 | Coil:Cooling:DX:SingleSpeed | 6NP:WC2 PTAC DX COOLING COIL | Design Size Rated Air Flow Rate | 0.099468 | m3/s
879 | Coil:Cooling:DX:SingleSpeed | 6NP:WC2 PTAC DX COOLING COIL | Design Size Rated Total Cooling Capacity (gross) | 1646.5534 | W
880 | Coil:Cooling:DX:SingleSpeed | 6NP:WC2 PTAC DX COOLING COIL | Design Size Rated Sensible Heat Ratio | 0.79866
881 | Coil:Cooling:DX:SingleSpeed | 6NP:WC2 PTAC DX COOLING COIL | Design Size Evaporative Condenser Air Flow Rate | 0.18771 | m3/s
882 | Coil:Heating:Electric | 6NP:WC2 PTAC HEATING COIL | Design Size Nominal Capacity | 2998.9033 | W
883 | Fan:OnOff | 6NP:WC2 PTAC SUPPLY FAN | Design Size Maximum Flow Rate | 0.099468 | m3/s
884 | AirTerminal:SingleDuct:Uncontrolled | 6NP:WC2 DIRECT AIR | Design Size Maximum Air Flow Rate | 0.099468 | m3/s
885 | ZoneHVAC:Baseboard:Convective:Water | 6NP:OFFICETYPE3CT WATER CONVECTOR | Design Size Maximum Water Flow Rate | 4.4367e-05 | m3/s
886 | ZoneHVAC:Baseboard:Convective:Water | 6NP:OFFICETYPE3CT WATER CONVECTOR | Design Size U-Factor Times Area Value | 43.3594 | W/K
887 | ZoneHVAC:PackagedTerminalAirConditioner | 6NP:OFFICETYPE3CT PTAC | Design Size Supply Air Flow Rate During Cooling Operation | 0.13921 | m3/s
888 | ZoneHVAC:PackagedTerminalAirConditioner | 6NP:OFFICETYPE3CT PTAC | Design Size Supply Air Flow Rate During Heating Operation | 0.13921 | m3/s
889 | ZoneHVAC:PackagedTerminalAirConditioner | 6NP:OFFICETYPE3CT PTAC | Design Size Supply Air Flow Rate When No Cooling or Heating is Needed | 0.13921 | m3/s
890 | Coil:Cooling:DX:SingleSpeed | 6NP:OFFICETYPE3CT PTAC DX COOLING COIL | Design Size Rated Air Flow Rate | 0.13921 | m3/s
891 | Coil:Cooling:DX:SingleSpeed | 6NP:OFFICETYPE3CT PTAC DX COOLING COIL | Design Size Rated Total Cooling Capacity (gross) | 2304.395 | W
892 | Coil:Cooling:DX:SingleSpeed | 6NP:OFFICETYPE3CT PTAC DX COOLING COIL | Design Size Rated Sensible Heat Ratio | 0.79866
893 | Coil:Cooling:DX:SingleSpeed | 6NP:OFFICETYPE3CT PTAC DX COOLING COIL | Design Size Evaporative Condenser Air Flow Rate | 0.2627 | m3/s
894 | Coil:Heating:Electric | 6NP:OFFICETYPE3CT PTAC HEATING COIL | Design Size Nominal Capacity | 4252.8695 | W
895 | Fan:OnOff | 6NP:OFFICETYPE3CT PTAC SUPPLY FAN | Design Size Maximum Flow Rate | 0.13921 | m3/s
896 | AirTerminal:SingleDuct:Uncontrolled | 6NP:OFFICETYPE3CT DIRECT AIR | Design Size Maximum Air Flow Rate | 0.13921 | m3/s
897 | ZoneHVAC:Baseboard:Convective:Water | 6NP:WC3 WATER CONVECTOR | Design Size Maximum Water Flow Rate | 1.3917e-05 | m3/s
898 | ZoneHVAC:Baseboard:Convective:Water | 6NP:WC3 WATER CONVECTOR | Design Size U-Factor Times Area Value | 13.6003 | W/K
899 | ZoneHVAC:PackagedTerminalAirConditioner | 6NP:WC3 PTAC | Design Size Supply Air Flow Rate During Cooling Operation | 0.043665 | m3/s
900 | ZoneHVAC:PackagedTerminalAirConditioner | 6NP:WC3 PTAC | Design Size Supply Air Flow Rate During Heating Operation | 0.043665 | m3/s
901 | ZoneHVAC:PackagedTerminalAirConditioner | 6NP:WC3 PTAC | Design Size Supply Air Flow Rate When No Cooling or Heating is Needed | 0.043665 | m3/s
902 | Coil:Cooling:DX:SingleSpeed | 6NP:WC3 PTAC DX COOLING COIL | Design Size Rated Air Flow Rate | 0.043665 | m3/s
903 | Coil:Cooling:DX:SingleSpeed | 6NP:WC3 PTAC DX COOLING COIL | Design Size Rated Total Cooling Capacity (gross) | 722.8157 | W
904 | Coil:Cooling:DX:SingleSpeed | 6NP:WC3 PTAC DX COOLING COIL | Design Size Rated Sensible Heat Ratio | 0.79866
905 | Coil:Cooling:DX:SingleSpeed | 6NP:WC3 PTAC DX COOLING COIL | Design Size Evaporative Condenser Air Flow Rate | 0.082401 | m3/s
906 | Coil:Heating:Electric | 6NP:WC3 PTAC HEATING COIL | Design Size Nominal Capacity | 1160.4989 | W
907 | Fan:OnOff | 6NP:WC3 PTAC SUPPLY FAN | Design Size Maximum Flow Rate | 0.043665 | m3/s
908 | AirTerminal:SingleDuct:Uncontrolled | 6NP:WC3 DIRECT AIR | Design Size Maximum Air Flow Rate | 0.043665 | m3/s
909 | ZoneHVAC:Baseboard:Convective:Water | 6NP:OFF7 WATER CONVECTOR | Design Size Maximum Water Flow Rate | 2.706e-05 | m3/s
910 | ZoneHVAC:Baseboard:Convective:Water | 6NP:OFF7 WATER CONVECTOR | Design Size U-Factor Times Area Value | 26.4455 | W/K
911 | ZoneHVAC:PackagedTerminalAirConditioner | 6NP:OFF7 PTAC | Design Size Supply Air Flow Rate During Cooling Operation | 0.084904 | m3/s
912 | ZoneHVAC:PackagedTerminalAirConditioner | 6NP:OFF7 PTAC | Design Size Supply Air Flow Rate During Heating Operation | 0.084904 | m3/s
913 | ZoneHVAC:PackagedTerminalAirConditioner | 6NP:OFF7 PTAC | Design Size Supply Air Flow Rate When No Cooling or Heating is Needed | 0.084904 | m3/s
914 | Coil:Cooling:DX:SingleSpeed | 6NP:OFF7 PTAC DX COOLING COIL | Design Size Rated Air Flow Rate | 0.084904 | m3/s
915 | Coil:Cooling:DX:SingleSpeed | 6NP:OFF7 PTAC DX COOLING COIL | Design Size Rated Total Cooling Capacity (gross) | 1405.4678 | W
916 | Coil:Cooling:DX:SingleSpeed | 6NP:OFF7 PTAC DX COOLING COIL | Design Size Rated Sensible Heat Ratio | 0.79866
917 | Coil:Cooling:DX:SingleSpeed | 6NP:OFF7 PTAC DX COOLING COIL | Design Size Evaporative Condenser Air Flow Rate | 0.16022 | m3/s
918 | Coil:Heating:Electric | 6NP:OFF7 PTAC HEATING COIL | Design Size Nominal Capacity | 3000.5675 | W
919 | Fan:OnOff | 6NP:OFF7 PTAC SUPPLY FAN | Design Size Maximum Flow Rate | 0.084904 | m3/s
920 | AirTerminal:SingleDuct:Uncontrolled | 6NP:OFF7 DIRECT AIR | Design Size Maximum Air Flow Rate | 0.084904 | m3/s
921 | ZoneHVAC:Baseboard:Convective:Water | 6NP:OFFICE WATER CONVECTOR | Design Size Maximum Water Flow Rate | 5.788e-05 | m3/s
922 | ZoneHVAC:Baseboard:Convective:Water | 6NP:OFFICE WATER CONVECTOR | Design Size U-Factor Times Area Value | 56.5647 | W/K
923 | ZoneHVAC:PackagedTerminalAirConditioner | 6NP:OFFICE PTAC | Design Size Supply Air Flow Rate During Cooling Operation | 0.18161 | m3/s
924 | ZoneHVAC:PackagedTerminalAirConditioner | 6NP:OFFICE PTAC | Design Size Supply Air Flow Rate During Heating Operation | 0.18161 | m3/s
925 | ZoneHVAC:PackagedTerminalAirConditioner | 6NP:OFFICE PTAC | Design Size Supply Air Flow Rate When No Cooling or Heating is Needed | 0.18161 | m3/s
926 | Coil:Cooling:DX:SingleSpeed | 6NP:OFFICE PTAC DX COOLING COIL | Design Size Rated Air Flow Rate | 0.18161 | m3/s
927 | Coil:Cooling:DX:SingleSpeed | 6NP:OFFICE PTAC DX COOLING COIL | Design Size Rated Total Cooling Capacity (gross) | 3006.2254 | W
928 | Coil:Cooling:DX:SingleSpeed | 6NP:OFFICE PTAC DX COOLING COIL | Design Size Rated Sensible Heat Ratio | 0.79866
929 | Coil:Cooling:DX:SingleSpeed | 6NP:OFFICE PTAC DX COOLING COIL | Design Size Evaporative Condenser Air Flow Rate | 0.34271 | m3/s
930 | Coil:Heating:Electric | 6NP:OFFICE PTAC HEATING COIL | Design Size Nominal Capacity | 5408.3152 | W
931 | Fan:OnOff | 6NP:OFFICE PTAC SUPPLY FAN | Design Size Maximum Flow Rate | 0.18161 | m3/s
932 | AirTerminal:SingleDuct:Uncontrolled | 6NP:OFFICE DIRECT AIR | Design Size Maximum Air Flow Rate | 0.18161 | m3/s
933 | ZoneHVAC:Baseboard:Convective:Water | 6NP:WC WATER CONVECTOR | Design Size Maximum Water Flow Rate | 4.1e-05 | m3/s
934 | ZoneHVAC:Baseboard:Convective:Water | 6NP:WC WATER CONVECTOR | Design Size U-Factor Times Area Value | 40.0682 | W/K
935 | ZoneHVAC:PackagedTerminalAirConditioner | 6NP:WC PTAC | Design Size Supply Air Flow Rate During Cooling Operation | 0.12864 | m3/s
936 | ZoneHVAC:PackagedTerminalAirConditioner | 6NP:WC PTAC | Design Size Supply Air Flow Rate During Heating Operation | 0.12864 | m3/s
937 | ZoneHVAC:PackagedTerminalAirConditioner | 6NP:WC PTAC | Design Size Supply Air Flow Rate When No Cooling or Heating is Needed | 0.12864 | m3/s
938 | Coil:Cooling:DX:SingleSpeed | 6NP:WC PTAC DX COOLING COIL | Design Size Rated Air Flow Rate | 0.12864 | m3/s
939 | Coil:Cooling:DX:SingleSpeed | 6NP:WC PTAC DX COOLING COIL | Design Size Rated Total Cooling Capacity (gross) | 2129.4812 | W
940 | Coil:Cooling:DX:SingleSpeed | 6NP:WC PTAC DX COOLING COIL | Design Size Rated Sensible Heat Ratio | 0.79866
941 | Coil:Cooling:DX:SingleSpeed | 6NP:WC PTAC DX COOLING COIL | Design Size Evaporative Condenser Air Flow Rate | 0.24276 | m3/s
942 | Coil:Heating:Electric | 6NP:WC PTAC HEATING COIL | Design Size Nominal Capacity | 3985.2404 | W
943 | Fan:OnOff | 6NP:WC PTAC SUPPLY FAN | Design Size Maximum Flow Rate | 0.12864 | m3/s
944 | AirTerminal:SingleDuct:Uncontrolled | 6NP:WC DIRECT AIR | Design Size Maximum Air Flow Rate | 0.12864 | m3/s
945 | ZoneHVAC:Baseboard:Convective:Water | 6NP:CORR WATER CONVECTOR | Design Size Maximum Water Flow Rate | 0.00014539 | m3/s
946 | ZoneHVAC:Baseboard:Convective:Water | 6NP:CORR WATER CONVECTOR | Design Size U-Factor Times Area Value | 148.9455 | W/K
947 | ZoneHVAC:PackagedTerminalAirConditioner | 6NP:CORR PTAC | Design Size Supply Air Flow Rate During Cooling Operation | 0.45618 | m3/s
948 | ZoneHVAC:PackagedTerminalAirConditioner | 6NP:CORR PTAC | Design Size Supply Air Flow Rate During Heating Operation | 0.45618 | m3/s
949 | ZoneHVAC:PackagedTerminalAirConditioner | 6NP:CORR PTAC | Design Size Supply Air Flow Rate When No Cooling or Heating is Needed | 0.45618 | m3/s
950 | Coil:Cooling:DX:SingleSpeed | 6NP:CORR PTAC DX COOLING COIL | Design Size Rated Air Flow Rate | 0.45618 | m3/s
951 | Coil:Cooling:DX:SingleSpeed | 6NP:CORR PTAC DX COOLING COIL | Design Size Rated Total Cooling Capacity (gross) | 7551.4316 | W
952 | Coil:Cooling:DX:SingleSpeed | 6NP:CORR PTAC DX COOLING COIL | Design Size Rated Sensible Heat Ratio | 0.79866
953 | Coil:Cooling:DX:SingleSpeed | 6NP:CORR PTAC DX COOLING COIL | Design Size Evaporative Condenser Air Flow Rate | 0.86086 | m3/s
954 | Coil:Heating:Electric | 6NP:CORR PTAC HEATING COIL | Design Size Nominal Capacity | 10883.2315 | W
955 | Fan:OnOff | 6NP:CORR PTAC SUPPLY FAN | Design Size Maximum Flow Rate | 0.45618 | m3/s
956 | AirTerminal:SingleDuct:Uncontrolled | 6NP:CORR DIRECT AIR | Design Size Maximum Air Flow Rate | 0.45618 | m3/s
957 | ZoneHVAC:Baseboard:Convective:Water | 6NP:OFF8 WATER CONVECTOR | Design Size Maximum Water Flow Rate | 3.6089e-05 | m3/s
958 | ZoneHVAC:Baseboard:Convective:Water | 6NP:OFF8 WATER CONVECTOR | Design Size U-Factor Times Area Value | 35.269 | W/K
959 | ZoneHVAC:PackagedTerminalAirConditioner | 6NP:OFF8 PTAC | Design Size Supply Air Flow Rate During Cooling Operation | 0.11324 | m3/s
960 | ZoneHVAC:PackagedTerminalAirConditioner | 6NP:OFF8 PTAC | Design Size Supply Air Flow Rate During Heating Operation | 0.11324 | m3/s
961 | ZoneHVAC:PackagedTerminalAirConditioner | 6NP:OFF8 PTAC | Design Size Supply Air Flow Rate When No Cooling or Heating is Needed | 0.11324 | m3/s
962 | Coil:Cooling:DX:SingleSpeed | 6NP:OFF8 PTAC DX COOLING COIL | Design Size Rated Air Flow Rate | 0.11324 | m3/s
963 | Coil:Cooling:DX:SingleSpeed | 6NP:OFF8 PTAC DX COOLING COIL | Design Size Rated Total Cooling Capacity (gross) | 1874.457 | W
964 | Coil:Cooling:DX:SingleSpeed | 6NP:OFF8 PTAC DX COOLING COIL | Design Size Rated Sensible Heat Ratio | 0.79866
965 | Coil:Cooling:DX:SingleSpeed | 6NP:OFF8 PTAC DX COOLING COIL | Design Size Evaporative Condenser Air Flow Rate | 0.21369 | m3/s
966 | Coil:Heating:Electric | 6NP:OFF8 PTAC HEATING COIL | Design Size Nominal Capacity | 2612.4973 | W
967 | Fan:OnOff | 6NP:OFF8 PTAC SUPPLY FAN | Design Size Maximum Flow Rate | 0.11324 | m3/s
968 | AirTerminal:SingleDuct:Uncontrolled | 6NP:OFF8 DIRECT AIR | Design Size Maximum Air Flow Rate | 0.11324 | m3/s
969 | ZoneHVAC:Baseboard:Convective:Water | 6NP:OFF9 WATER CONVECTOR | Design Size Maximum Water Flow Rate | 6.3164e-05 | m3/s
970 | ZoneHVAC:Baseboard:Convective:Water | 6NP:OFF9 WATER CONVECTOR | Design Size U-Factor Times Area Value | 61.7295 | W/K
971 | ZoneHVAC:PackagedTerminalAirConditioner | 6NP:OFF9 PTAC | Design Size Supply Air Flow Rate During Cooling Operation | 0.19819 | m3/s
972 | ZoneHVAC:PackagedTerminalAirConditioner | 6NP:OFF9 PTAC | Design Size Supply Air Flow Rate During Heating Operation | 0.19819 | m3/s
973 | ZoneHVAC:PackagedTerminalAirConditioner | 6NP:OFF9 PTAC | Design Size Supply Air Flow Rate When No Cooling or Heating is Needed | 0.19819 | m3/s
974 | Coil:Cooling:DX:SingleSpeed | 6NP:OFF9 PTAC DX COOLING COIL | Design Size Rated Air Flow Rate | 0.19819 | m3/s
975 | Coil:Cooling:DX:SingleSpeed | 6NP:OFF9 PTAC DX COOLING COIL | Design Size Rated Total Cooling Capacity (gross) | 3280.7119 | W
976 | Coil:Cooling:DX:SingleSpeed | 6NP:OFF9 PTAC DX COOLING COIL | Design Size Rated Sensible Heat Ratio | 0.79866
977 | Coil:Cooling:DX:SingleSpeed | 6NP:OFF9 PTAC DX COOLING COIL | Design Size Evaporative Condenser Air Flow Rate | 0.374 | m3/s
978 | Coil:Heating:Electric | 6NP:OFF9 PTAC HEATING COIL | Design Size Nominal Capacity | 6016.72 | W
979 | Fan:OnOff | 6NP:OFF9 PTAC SUPPLY FAN | Design Size Maximum Flow Rate | 0.19819 | m3/s
980 | AirTerminal:SingleDuct:Uncontrolled | 6NP:OFF9 DIRECT AIR | Design Size Maximum Air Flow Rate | 0.19819 | m3/s
981 | ZoneHVAC:Baseboard:Convective:Water | 6NP:OFFICETYPE3CT/1 WATER CONVECTOR | Design Size Maximum Water Flow Rate | 0.00013636 | m3/s
982 | ZoneHVAC:Baseboard:Convective:Water | 6NP:OFFICETYPE3CT/1 WATER CONVECTOR | Design Size U-Factor Times Area Value | 133.258 | W/K
983 | ZoneHVAC:PackagedTerminalAirConditioner | 6NP:OFFICETYPE3CT/1 PTAC | Design Size Supply Air Flow Rate During Cooling Operation | 0.42784 | m3/s
984 | ZoneHVAC:PackagedTerminalAirConditioner | 6NP:OFFICETYPE3CT/1 PTAC | Design Size Supply Air Flow Rate During Heating Operation | 0.42784 | m3/s
985 | ZoneHVAC:PackagedTerminalAirConditioner | 6NP:OFFICETYPE3CT/1 PTAC | Design Size Supply Air Flow Rate When No Cooling or Heating is Needed | 0.42784 | m3/s
986 | Coil:Cooling:DX:SingleSpeed | 6NP:OFFICETYPE3CT/1 PTAC DX COOLING COIL | Design Size Rated Air Flow Rate | 0.42784 | m3/s
987 | Coil:Cooling:DX:SingleSpeed | 6NP:OFFICETYPE3CT/1 PTAC DX COOLING COIL | Design Size Rated Total Cooling Capacity (gross) | 7082.3003 | W
988 | Coil:Cooling:DX:SingleSpeed | 6NP:OFFICETYPE3CT/1 PTAC DX COOLING COIL | Design Size Rated Sensible Heat Ratio | 0.79866
989 | Coil:Cooling:DX:SingleSpeed | 6NP:OFFICETYPE3CT/1 PTAC DX COOLING COIL | Design Size Evaporative Condenser Air Flow Rate | 0.80738 | m3/s
990 | Coil:Heating:Electric | 6NP:OFFICETYPE3CT/1 PTAC HEATING COIL | Design Size Nominal Capacity | 10718.4796 | W
991 | Fan:OnOff | 6NP:OFFICETYPE3CT/1 PTAC SUPPLY FAN | Design Size Maximum Flow Rate | 0.42784 | m3/s
992 | AirTerminal:SingleDuct:Uncontrolled | 6NP:OFFICETYPE3CT/1 DIRECT AIR | Design Size Maximum Air Flow Rate | 0.42784 | m3/s
993 | Branch | 3+4NP AHU MAIN BRANCH | Maximum Flow Rate | 3.0027 | m3/s
994 | AirLoopHVAC | 3+4NP | Design Supply Air Flow Rate | 3.0027 | m3/s
995 | Branch | 5NP AHU MAIN BRANCH | Maximum Flow Rate | 9.5229 | m3/s
996 | Branch | 6NP AHU MAIN BRANCH | Maximum Flow Rate | 6.59 | m3/s
997 | Branch | AIR LOOP AHU MAIN BRANCH | Maximum Flow Rate | 0.81715 | m3/s
998 | AirLoopHVAC | AIR LOOP | Design Supply Air Flow Rate | 0.81715 | m3/s
999 | Fan:VariableVolume | 3+4NP AHU EXTRACT FAN | Design Size Maximum Flow Rate | 3.0027 | m3/s

## NominalVentilation
| NominalVentilationIndex | ObjectName | ZoneIndex | ScheduleIndex | DesignLevel
0 | EMPTY | EMPTY | EMPTY | EMPTY | EMPTY

## DaylightMapHourlyReports
| HourlyReportIndex | MapNumber | Month | DayOfMonth | Hour
0 | EMPTY | EMPTY | EMPTY | EMPTY | EMPTY

## Zones
| ZoneIndex | ZoneName | RelNorth | OriginX | OriginY | OriginZ | CentroidX | CentroidY | CentroidZ | OfType | Multiplier | ListMultiplier | MinimumX | MaximumX | MinimumY | MaximumY | MinimumZ | MaximumZ | CeilingHeight | Volume | InsideConvectionAlgo | OutsideConvectionAlgo | FloorArea | ExtGrossWallArea | ExtNetWallArea | ExtWindowArea | IsPartOfTotalArea
0 | 1 | 3NP:CORR1 | 0 | 0 | 0 | 0 | 6.7563 | -0.23941 | 1.6625 | 1 | 1 | 1 | 3.3983 | 8.6965 | -3.3 | 3.807 | 0 | 3.325 | 3.325 | 76.4243 | 2 | 7 | 22.9848 | 9.6368 | 3.9443 | 2.5627 | 1
1 | 2 | 3NP:CORR2 | 0 | 0 | 0 | 0 | 14.114 | 4.0065 | 1.6621 | 1 | 1 | 1 | 8.6234 | 21.1983 | -5.9 | 15.007 | 0 | 3.325 | 3.325 | 353.4707 | 2 | 7 | 106.307 | 22.9214 | 8.6901 | 5.1253 | 1
2 | 3 | 3NP:CORR3 | 0 | 0 | 0 | 0 | 22.5982 | -5.2468 | 1.6625 | 1 | 1 | 1 | 16.5983 | 28.7053 | -11.7 | 6.9 | 0 | 3.325 | 3.325 | 242.4098 | 2 | 7 | 72.9052 | 11.97 | 6.2775 | 2.5627 | 1
3 | 4 | 3NP:OFF1 | 0 | 0 | 0 | 0 | 26.0518 | 0.1 | 1.6625 | 1 | 1 | 1 | 23.3983 | 28.7053 | -8.1 | 8.3 | 0 | 3.325 | 3.325 | 289.3907 | 2 | 7 | 87.0348 | 54.53 | 17.5287 | 2.5627 | 1
4 | 5 | 3NP:STORE1 | 0 | 0 | 0 | 0 | 9.5573 | -3.0108 | 1.6625 | 1 | 1 | 1 | 8.6914 | 10.4448 | -5.9 | -0.1 | 0 | 3.325 | 3.325 | 33.336 | 2 | 7 | 10.0259 | 0 | 0 | 0 | 1
5 | 6 | 3NP:WC1 | 0 | 0 | 0 | 0 | 11.9099 | -2.9924 | 1.6625 | 1 | 1 | 1 | 10.3983 | 13.3983 | -5.9 | -0.1 | 0 | 3.325 | 3.325 | 57.4058 | 2 | 7 | 17.2649 | 0 | 0 | 0 | 1
6 | 7 | 3NP:WC2 | 0 | 0 | 0 | 0 | 18.6983 | -1.1 | 1.6625 | 1 | 1 | 1 | 16.1983 | 21.1983 | -2.5 | 0.3 | 0 | 3.325 | 3.325 | 46.55 | 2 | 7 | 14 | 0 | 0 | 0 | 1
7 | 8 | 3NP:SHAFT1 | 0 | 0 | 0 | 0 | 4.4916 | -4.7534 | 1.6625 | 1 | 1 | 1 | 0.29125 | 8.6928 | -6.207 | -3.3 | 0 | 3.325 | 3.325 | 81.1999 | 2 | 7 | 24.421 | 37.5958 | 14.8258 | 5.1253 | 1
8 | 9 | 3NP:STORE | 0 | 0 | 0 | 0 | 18.6983 | -4.4 | 1.6625 | 1 | 1 | 1 | 16.1983 | 21.1983 | -5.3 | -3.5 | 0 | 3.325 | 3.325 | 29.925 | 2 | 7 | 9 | 0 | 0 | 0 | 1
9 | 10 | 3NP:MECH | 0 | 0 | 0 | 0 | 10.3904 | -7.1692 | 1.6625 | 1 | 1 | 1 | 8.6913 | 12.1983 | -8.5 | -5.9 | 0 | 3.325 | 3.325 | 30.3179 | 2 | 7 | 9.1182 | 7.6242 | 7.6242 | 0 | 1
10 | 11 | 3NP:CORR4 | 0 | 0 | 0 | 0 | 14.6397 | -8.5448 | 1.6625 | 1 | 1 | 1 | 12.1983 | 16.5983 | -11.7 | -5.9 | 0 | 3.325 | 3.325 | 61.712 | 2 | 7 | 18.56 | 0 | 0 | 0 | 1
11 | 12 | 3NP:WC3 | 0 | 0 | 0 | 0 | 18.6983 | -7.1 | 1.6625 | 1 | 1 | 1 | 16.1983 | 21.1983 | -8.9 | -5.3 | 0 | 3.325 | 3.325 | 59.85 | 2 | 7 | 18 | 0 | 0 | 0 | 1
12 | 13 | 3NP:CORR | 0 | 0 | 0 | 0 | 1.8448 | 0.2535 | 1.6625 | 1 | 1 | 1 | 0.29125 | 3.3983 | -3.3 | 3.807 | 0 | 3.325 | 3.325 | 73.4208 | 2 | 7 | 22.0814 | 33.9616 | 14.0378 | 5.1253 | 1
13 | 14 | 3NP:SHAFT2 | 0 | 0 | 0 | 0 | 18.6983 | -3 | 1.6625 | 1 | 1 | 1 | 16.1983 | 21.1983 | -3.5 | -2.5 | 0 | 3.325 | 3.325 | 16.625 | 2 | 7 | 5 | 0 | 0 | 0 | 1
14 | 15 | 3NP:SHAFT3 | 0 | 0 | 0 | 0 | 4.5983 | 0.7535 | 1.6625 | 1 | 1 | 1 | 3.3983 | 5.7983 | -2.3 | 3.807 | 0 | 3.325 | 3.325 | 48.7339 | 2 | 7 | 14.6568 | 7.98 | 5.1338 | 2.5627 | 1
15 | 16 | 3NP:OFF2 | 0 | 0 | 0 | 0 | 11.3457 | -10.402 | 1.6608 | 1 | 1 | 1 | 8.6913 | 13.9983 | -12.3 | -8.5 | 0 | 3.325 | 3.325 | 67.0539 | 2 | 7 | 20.1666 | 12.635 | 12.635 | 0 | 1
16 | 17 | 3NP:LOBBY | 0 | 0 | 0 | 0 | 12.6532 | -16.6594 | 1.6625 | 1 | 1 | 1 | 8.6913 | 16.5983 | -21.407 | -11.7 | 0 | 3.325 | 3.325 | 239.5511 | 2 | 7 | 72.0454 | 73.8615 | 45.3991 | 5.1253 | 1
17 | 18 | 3NP:OFF3 | 0 | 0 | 0 | 0 | 22.6518 | -13.9535 | 1.6625 | 1 | 1 | 1 | 16.5983 | 28.7053 | -16.207 | -11.7 | 0 | 3.325 | 3.325 | 181.4328 | 2 | 7 | 54.5662 | 55.2415 | 18.2403 | 5.1253 | 1
18 | 19 | 3NP:SHAFT | 0 | 0 | 0 | 0 | 18.6983 | 6.5 | 1.6625 | 1 | 1 | 1 | 16.1983 | 21.1983 | 6.1 | 6.9 | 0 | 3.325 | 3.325 | 13.3 | 2 | 7 | 4 | 0 | 0 | 0 | 1
19 | 20 | 3NP:WC4 | 0 | 0 | 0 | 0 | 18.6983 | 4.2 | 1.6625 | 1 | 1 | 1 | 16.1983 | 21.1983 | 2.3 | 6.1 | 0 | 3.325 | 3.325 | 63.175 | 2 | 7 | 19 | 0 | 0 | 0 | 1
20 | 21 | 3NP:OFF4 | 0 | 0 | 0 | 0 | 22.1334 | 9.9276 | 1.6625 | 1 | 1 | 1 | 16.1983 | 28.7053 | 6.9 | 12.5 | 0 | 3.325 | 3.325 | 208.1763 | 2 | 7 | 62.6094 | 13.965 | 5.4262 | 2.5627 | 1
21 | 22 | 3NP:OFF5 | 0 | 0 | 0 | 0 | 20.9759 | 16.6388 | 1.6625 | 1 | 1 | 1 | 16.1983 | 24.5983 | 12.5 | 21.407 | 0 | 3.325 | 3.325 | 165.5975 | 2 | 7 | 49.8038 | 23.784 | 12.399 | 2.5627 | 1
22 | 23 | 3NP:OFF6 | 0 | 0 | 0 | 0 | 26.6518 | 16.9535 | 1.6625 | 1 | 1 | 1 | 24.5983 | 28.7053 | 12.5 | 21.407 | 0 | 3.325 | 3.325 | 121.632 | 2 | 7 | 36.581 | 43.2715 | 14.809 | 5.1253 | 1
23 | 24 | 3NP:WC | 0 | 0 | 0 | 0 | 21.5983 | 16.6 | 1.6625 | 1 | 1 | 1 | 20.3983 | 22.7983 | 15.3 | 17.9 | 0 | 3.325 | 3.325 | 20.748 | 2 | 7 | 6.24 | 0 | 0 | 0 | 1
24 | 25 | 3NP:OFF7 | 0 | 0 | 0 | 0 | 18.5294 | 17.2653 | 1.6625 | 1 | 1 | 1 | 16.5081 | 20.3983 | 15.3 | 20.7987 | 0 | 3.325 | 3.325 | 34.5691 | 2 | 7 | 10.3967 | 19.3332 | 7.9482 | 2.5626 | 1
25 | 26 | 3NP:OFF | 0 | 0 | 0 | 0 | 10.9789 | 11.4708 | 1.6625 | 1 | 1 | 1 | 8.4965 | 13.3983 | 7.9 | 15.007 | 0 | 3.325 | 3.325 | 114.332 | 2 | 7 | 34.3856 | 39.9328 | 14.3165 | 5.1253 | 1
26 | 27 | 4NP:CORR1 | 0 | 0 | 0 | 0 | 1.8448 | 0.2535 | 4.9875 | 1 | 1 | 1 | 0.29125 | 3.3983 | -3.3 | 3.807 | 3.325 | 6.65 | 3.325 | 73.4208 | 2 | 7 | 22.0814 | 33.9616 | 14.0378 | 5.1253 | 1
27 | 28 | 4NP:CORR2 | 0 | 0 | 0 | 0 | 6.6085 | -0.26496 | 4.9875 | 1 | 1 | 1 | 3.3983 | 8.3983 | -3.3 | 3.807 | 3.325 | 6.65 | 3.325 | 69.42 | 2 | 7 | 20.8782 | 8.645 | 2.9525 | 2.5627 | 1
28 | 29 | 4NP:MECH1 | 0 | 0 | 0 | 0 | 9.3983 | -3 | 4.9875 | 1 | 1 | 1 | 8.3983 | 10.3983 | -5.9 | -0.1 | 3.325 | 6.65 | 3.325 | 38.57 | 2 | 7 | 11.6 | 0 | 0 | 0 | 1
29 | 30 | 4NP:WC1 | 0 | 0 | 0 | 0 | 11.8983 | -3 | 4.9875 | 1 | 1 | 1 | 10.3983 | 13.3983 | -5.9 | -0.1 | 3.325 | 6.65 | 3.325 | 57.855 | 2 | 7 | 17.4 | 0 | 0 | 0 | 1
30 | 31 | 4NP:CORR3 | 0 | 0 | 0 | 0 | 14.1937 | 1.6445 | 4.9875 | 1 | 1 | 1 | 8.3983 | 21.1983 | -5.9 | 7.9 | 3.325 | 6.65 | 3.325 | 260.0574 | 2 | 7 | 78.2128 | 1.2834 | 1.2834 | 0 | 1
31 | 32 | 4NP:SHAFT1 | 0 | 0 | 0 | 0 | 18.6983 | -3 | 4.9875 | 1 | 1 | 1 | 16.1983 | 21.1983 | -3.5 | -2.5 | 3.325 | 6.65 | 3.325 | 16.625 | 2 | 7 | 5 | 0 | 0 | 0 | 1
32 | 33 | 4NP:CORR4 | 0 | 0 | 0 | 0 | 22.2983 | -2.7 | 4.9875 | 1 | 1 | 1 | 21.1983 | 23.3983 | -12.3 | 6.9 | 3.325 | 6.65 | 3.325 | 140.448 | 2 | 7 | 42.24 | 0 | 0 | 0 | 1
33 | 34 | 4NP:OFF1 | 0 | 0 | 0 | 0 | 26.0518 | 0.1 | 4.9875 | 1 | 1 | 1 | 23.3983 | 28.7053 | -8.1 | 8.3 | 3.325 | 6.65 | 3.325 | 289.3907 | 2 | 7 | 87.0348 | 54.53 | 17.5287 | 2.5627 | 1
34 | 35 | 4NP:SHAFT2 | 0 | 0 | 0 | 0 | 4.5983 | 0.7535 | 4.9875 | 1 | 1 | 1 | 3.3983 | 5.7983 | -2.3 | 3.807 | 3.325 | 6.65 | 3.325 | 48.7339 | 2 | 7 | 14.6568 | 7.98 | 5.1338 | 2.5627 | 1
35 | 36 | 4NP:SHAFT3 | 0 | 0 | 0 | 0 | 4.3448 | -4.7535 | 4.9875 | 1 | 1 | 1 | 0.29125 | 8.3983 | -6.207 | -3.3 | 3.325 | 6.65 | 3.325 | 78.3604 | 2 | 7 | 23.567 | 36.6215 | 13.8515 | 5.1253 | 1
36 | 37 | 4NP:CORR5 | 0 | 0 | 0 | 0 | 12.8285 | -11.0177 | 4.9881 | 1 | 1 | 1 | 8.3983 | 16.5983 | -16.1 | -5.9 | 3.325 | 6.65 | 3.3309 | 197.7732 | 2 | 7 | 59.4807 | 21.3661 | 9.9811 | 5.1253 | 1
37 | 38 | 4NP:STORE | 0 | 0 | 0 | 0 | 17.5983 | -7.4 | 4.9875 | 1 | 1 | 1 | 16.1983 | 18.9983 | -8.9 | -5.9 | 3.325 | 6.65 | 3.325 | 27.93 | 2 | 7 | 8.4 | 0 | 0 | 0 | 1
38 | 39 | 4NP:SHAFT4 | 0 | 0 | 0 | 0 | 20.0983 | -6.3 | 4.9875 | 1 | 1 | 1 | 18.9983 | 21.1983 | -6.7 | -5.9 | 3.325 | 6.65 | 3.325 | 5.852 | 2 | 7 | 1.76 | 0 | 0 | 0 | 1
39 | 40 | 4NP:KITCH | 0 | 0 | 0 | 0 | 18.6983 | -4.7 | 4.9875 | 1 | 1 | 1 | 16.1983 | 21.1983 | -5.9 | -3.5 | 3.325 | 6.65 | 3.325 | 39.9 | 2 | 7 | 12 | 0 | 0 | 0 | 1
40 | 41 | 4NP:WC2 | 0 | 0 | 0 | 0 | 18.6983 | -1.1 | 4.9875 | 1 | 1 | 1 | 16.1983 | 21.1983 | -2.5 | 0.3 | 3.325 | 6.65 | 3.325 | 46.55 | 2 | 7 | 14 | 0 | 0 | 0 | 1
41 | 42 | 4NP:OFF2 | 0 | 0 | 0 | 0 | 11.3501 | -10.4099 | 4.9875 | 1 | 1 | 1 | 8.6913 | 13.9983 | -12.3 | -8.5 | 3.325 | 6.65 | 3.325 | 66.7018 | 2 | 7 | 20.0607 | 12.5023 | 3.9636 | 2.5627 | 1
42 | 43 | 4NP:OFF3 | 0 | 0 | 0 | 0 | 18.8983 | -10.6 | 4.9875 | 1 | 1 | 1 | 16.5983 | 21.1983 | -12.3 | -8.9 | 3.325 | 6.65 | 3.325 | 52.003 | 2 | 7 | 15.64 | 0 | 0 | 0 | 1
43 | 44 | 4NP:OFF4 | 0 | 0 | 0 | 0 | 26.0518 | -10.2 | 4.9875 | 1 | 1 | 1 | 23.3983 | 28.7053 | -12.3 | -8.1 | 3.325 | 6.65 | 3.325 | 74.1123 | 2 | 7 | 22.2894 | 13.965 | 5.4262 | 2.5627 | 1
44 | 45 | 4NP:WC3 | 0 | 0 | 0 | 0 | 20.0983 | -7.8 | 4.9875 | 1 | 1 | 1 | 18.9983 | 21.1983 | -8.9 | -6.7 | 3.325 | 6.65 | 3.325 | 16.093 | 2 | 7 | 4.84 | 0 | 0 | 0 | 1
45 | 46 | 4NP:MECH | 0 | 0 | 0 | 0 | 18.6983 | 13.2 | 4.9875 | 1 | 1 | 1 | 16.1983 | 21.1983 | 11.9 | 14.5 | 3.325 | 6.65 | 3.325 | 43.225 | 2 | 7 | 13 | 0 | 0 | 0 | 1
46 | 47 | 4NP:CORR6 | 0 | 0 | 0 | 0 | 22.8954 | 13.4496 | 4.9929 | 1 | 1 | 1 | 16.1983 | 28.7053 | 6.9 | 16.7 | 3.325 | 6.65 | 3.3754 | 185.9034 | 2 | 7 | 55.9108 | 14.63 | 6.0912 | 2.5627 | 1
47 | 48 | 4NP:OFFICE | 0 | 0 | 0 | 0 | 18.6983 | 9.4 | 4.9875 | 1 | 1 | 1 | 16.1983 | 21.1983 | 6.9 | 11.9 | 3.325 | 6.65 | 3.325 | 83.125 | 2 | 7 | 25 | 0 | 0 | 0 | 1
48 | 49 | 4NP:OFF5 | 0 | 0 | 0 | 0 | 26.0518 | 10.3 | 4.9875 | 1 | 1 | 1 | 23.3983 | 28.7053 | 8.3 | 12.3 | 3.325 | 6.65 | 3.325 | 70.5831 | 2 | 7 | 21.228 | 13.3 | 4.7613 | 2.5627 | 1
49 | 50 | 4NP:SHAFT | 0 | 0 | 0 | 0 | 18.6983 | 6.5 | 4.9875 | 1 | 1 | 1 | 16.1983 | 21.1983 | 6.1 | 6.9 | 3.325 | 6.65 | 3.325 | 13.3 | 2 | 7 | 4 | 0 | 0 | 0 | 1
50 | 51 | 4NP:WC | 0 | 0 | 0 | 0 | 18.6983 | 4.2 | 4.9875 | 1 | 1 | 1 | 16.1983 | 21.1983 | 2.3 | 6.1 | 3.325 | 6.65 | 3.325 | 63.175 | 2 | 7 | 19 | 0 | 0 | 0 | 1
51 | 52 | 4NP:CORR | 0 | 0 | 0 | 0 | 13.3845 | 13.2397 | 4.9875 | 1 | 1 | 1 | 8.6913 | 16.1983 | 7.9 | 16.7 | 3.325 | 6.65 | 3.325 | 125.7502 | 2 | 7 | 37.8196 | 9.31 | 3.6175 | 2.5627 | 1
52 | 53 | 4NP:OFF6 | 0 | 0 | 0 | 0 | 9.8096 | 5.8451 | 4.9875 | 1 | 1 | 1 | 8.6913 | 10.9983 | 3.9 | 7.9 | 3.325 | 6.65 | 3.3251 | 30.6831 | 2 | 7 | 9.228 | 13.3 | 4.7613 | 2.5627 | 1
53 | 54 | 4NP:OFF7 | 0 | 0 | 0 | 0 | 11.0448 | 10.9 | 4.9875 | 1 | 1 | 1 | 8.6913 | 13.3983 | 7.9 | 13.9 | 3.325 | 6.65 | 3.325 | 93.9046 | 2 | 7 | 28.242 | 19.95 | 8.565 | 2.5627 | 1
54 | 55 | 4NP:OFF8 | 0 | 0 | 0 | 0 | 12.6448 | -18.7535 | 4.9875 | 1 | 1 | 1 | 8.6913 | 16.5983 | -21.407 | -16.1 | 3.325 | 6.65 | 3.325 | 139.5251 | 2 | 7 | 41.9624 | 43.9365 | 15.4741 | 5.1253 | 1
55 | 56 | 4NP:OFF9 | 0 | 0 | 0 | 0 | 22.6518 | -18.9535 | 4.9875 | 1 | 1 | 1 | 16.5983 | 28.7053 | -21.407 | -16.5 | 3.325 | 6.65 | 3.325 | 197.5351 | 2 | 7 | 59.409 | 56.5716 | 16.724 | 5.1253 | 1
56 | 57 | 4NP:LOBBY | 0 | 0 | 0 | 0 | 22.6518 | -14.4 | 4.9875 | 1 | 1 | 1 | 16.5983 | 28.7053 | -16.5 | -12.3 | 3.325 | 6.65 | 3.325 | 169.0743 | 2 | 7 | 50.8494 | 13.965 | 5.4262 | 2.5627 | 1
57 | 58 | 4NP:OFF | 0 | 0 | 0 | 0 | 18.6805 | 19.0638 | 4.9875 | 1 | 1 | 1 | 8.6913 | 28.7053 | 16.7 | 21.407 | 3.325 | 6.65 | 3.325 | 313.2346 | 2 | 7 | 94.2059 | 97.8481 | 35.2306 | 7.6879 | 1
58 | 59 | 5NP:CORR1 | 0 | 0 | 0 | 0 | 1.8448 | 0.2535 | 8.3125 | 1 | 1 | 1 | 0.29125 | 3.3983 | -3.3 | 3.807 | 6.65 | 9.975 | 3.325 | 73.4208 | 2 | 7 | 22.0814 | 33.9616 | 14.0378 | 5.1253 | 1
59 | 60 | 5NP:CORR2 | 0 | 0 | 0 | 0 | 6.6085 | -0.26496 | 8.3125 | 1 | 1 | 1 | 3.3983 | 8.3983 | -3.3 | 3.807 | 6.65 | 9.975 | 3.325 | 69.42 | 2 | 7 | 20.8782 | 8.645 | 2.9525 | 2.5627 | 1
60 | 61 | 5NP:MECH1 | 0 | 0 | 0 | 0 | 9.3983 | -3 | 8.3125 | 1 | 1 | 1 | 8.3983 | 10.3983 | -5.9 | -0.1 | 6.65 | 9.975 | 3.325 | 38.57 | 2 | 7 | 11.6 | 0 | 0 | 0 | 1
61 | 62 | 5NP:WC1 | 0 | 0 | 0 | 0 | 11.8983 | -3 | 8.3125 | 1 | 1 | 1 | 10.3983 | 13.3983 | -5.9 | -0.1 | 6.65 | 9.975 | 3.325 | 57.855 | 2 | 7 | 17.4 | 0 | 0 | 0 | 1
62 | 63 | 5NP:CORR3 | 0 | 0 | 0 | 0 | 14.2202 | 1.623 | 8.3125 | 1 | 1 | 1 | 8.3983 | 21.1983 | -5.9 | 7.9 | 6.65 | 9.975 | 3.325 | 260.0574 | 2 | 7 | 78.2128 | 1.2834 | 1.2834 | 0 | 1
63 | 64 | 5NP:SHAFT1 | 0 | 0 | 0 | 0 | 18.6983 | -3 | 8.3125 | 1 | 1 | 1 | 16.1983 | 21.1983 | -3.5 | -2.5 | 6.65 | 9.975 | 3.325 | 16.625 | 2 | 7 | 5 | 0 | 0 | 0 | 1
64 | 65 | 5NP:CORR4 | 0 | 0 | 0 | 0 | 22.2983 | -2.7 | 8.3125 | 1 | 1 | 1 | 21.1983 | 23.3983 | -12.3 | 6.9 | 6.65 | 9.975 | 3.325 | 140.448 | 2 | 7 | 42.24 | 0 | 0 | 0 | 1
65 | 66 | 5NP:OFF1 | 0 | 0 | 0 | 0 | 26.0518 | 0.1 | 8.3125 | 1 | 1 | 1 | 23.3983 | 28.7053 | -8.1 | 8.3 | 6.65 | 9.975 | 3.325 | 289.3907 | 2 | 7 | 87.0348 | 54.53 | 17.5287 | 2.5627 | 1
66 | 67 | 5NP:SHAFT2 | 0 | 0 | 0 | 0 | 4.5983 | 0.7535 | 8.3125 | 1 | 1 | 1 | 3.3983 | 5.7983 | -2.3 | 3.807 | 6.65 | 9.975 | 3.325 | 48.7339 | 2 | 7 | 14.6568 | 7.98 | 5.1338 | 2.5627 | 1
67 | 68 | 5NP:SHAFT3 | 0 | 0 | 0 | 0 | 4.3448 | -4.7535 | 8.3125 | 1 | 1 | 1 | 0.29125 | 8.3983 | -6.207 | -3.3 | 6.65 | 9.975 | 3.325 | 78.3604 | 2 | 7 | 23.567 | 36.6215 | 13.8515 | 5.1253 | 1
68 | 69 | 5NP:CORR5 | 0 | 0 | 0 | 0 | 12.8276 | -11.0167 | 8.3125 | 1 | 1 | 1 | 8.3983 | 16.5983 | -16.1 | -5.9 | 6.65 | 9.975 | 3.325 | 197.7732 | 2 | 7 | 59.4807 | 21.3661 | 9.9811 | 5.1253 | 1
69 | 70 | 5NP:STORE | 0 | 0 | 0 | 0 | 17.5983 | -7.4 | 8.3125 | 1 | 1 | 1 | 16.1983 | 18.9983 | -8.9 | -5.9 | 6.65 | 9.975 | 3.325 | 27.93 | 2 | 7 | 8.4 | 0 | 0 | 0 | 1
70 | 71 | 5NP:SHAFT4 | 0 | 0 | 0 | 0 | 20.0983 | -6.3 | 8.3125 | 1 | 1 | 1 | 18.9983 | 21.1983 | -6.7 | -5.9 | 6.65 | 9.975 | 3.325 | 5.852 | 2 | 7 | 1.76 | 0 | 0 | 0 | 1
71 | 72 | 5NP:KITCH | 0 | 0 | 0 | 0 | 18.6983 | -4.7 | 8.3125 | 1 | 1 | 1 | 16.1983 | 21.1983 | -5.9 | -3.5 | 6.65 | 9.975 | 3.325 | 39.9 | 2 | 7 | 12 | 0 | 0 | 0 | 1
72 | 73 | 5NP:WC2 | 0 | 0 | 0 | 0 | 18.6983 | -1.1 | 8.3125 | 1 | 1 | 1 | 16.1983 | 21.1983 | -2.5 | 0.3 | 6.65 | 9.975 | 3.325 | 46.55 | 2 | 7 | 14 | 0 | 0 | 0 | 1
73 | 74 | 5NP:OFF2 | 0 | 0 | 0 | 0 | 11.3501 | -10.4099 | 8.3125 | 1 | 1 | 1 | 8.6913 | 13.9983 | -12.3 | -8.5 | 6.65 | 9.975 | 3.325 | 66.7018 | 2 | 7 | 20.0607 | 12.5023 | 3.9636 | 2.5627 | 1
74 | 75 | 5NP:OFF3 | 0 | 0 | 0 | 0 | 18.8983 | -10.6 | 8.3125 | 1 | 1 | 1 | 16.5983 | 21.1983 | -12.3 | -8.9 | 6.65 | 9.975 | 3.325 | 52.003 | 2 | 7 | 15.64 | 0 | 0 | 0 | 1
75 | 76 | 5NP:OFF4 | 0 | 0 | 0 | 0 | 26.0518 | -10.2 | 8.3125 | 1 | 1 | 1 | 23.3983 | 28.7053 | -12.3 | -8.1 | 6.65 | 9.975 | 3.325 | 74.1123 | 2 | 7 | 22.2894 | 13.965 | 5.4262 | 2.5627 | 1
76 | 77 | 5NP:WC3 | 0 | 0 | 0 | 0 | 20.0983 | -7.8 | 8.3125 | 1 | 1 | 1 | 18.9983 | 21.1983 | -8.9 | -6.7 | 6.65 | 9.975 | 3.325 | 16.093 | 2 | 7 | 4.84 | 0 | 0 | 0 | 1
77 | 78 | 5NP:MECH | 0 | 0 | 0 | 0 | 18.6983 | 13.2 | 8.3125 | 1 | 1 | 1 | 16.1983 | 21.1983 | 11.9 | 14.5 | 6.65 | 9.975 | 3.325 | 43.225 | 2 | 7 | 13 | 0 | 0 | 0 | 1
78 | 79 | 5NP:CORR6 | 0 | 0 | 0 | 0 | 22.8745 | 13.4579 | 8.3125 | 1 | 1 | 1 | 16.1983 | 28.7053 | 6.9 | 16.7 | 6.65 | 9.975 | 3.325 | 185.9034 | 2 | 7 | 55.9108 | 14.63 | 6.0912 | 2.5627 | 1
79 | 80 | 5NP:OFFICE | 0 | 0 | 0 | 0 | 18.6983 | 9.4 | 8.3125 | 1 | 1 | 1 | 16.1983 | 21.1983 | 6.9 | 11.9 | 6.65 | 9.975 | 3.325 | 83.125 | 2 | 7 | 25 | 0 | 0 | 0 | 1
80 | 81 | 5NP:OFF8 | 0 | 0 | 0 | 0 | 26.0518 | 10.3 | 8.3125 | 1 | 1 | 1 | 23.3983 | 28.7053 | 8.3 | 12.3 | 6.65 | 9.975 | 3.325 | 70.5831 | 2 | 7 | 21.228 | 13.3 | 4.7613 | 2.5627 | 1
81 | 82 | 5NP:SHAFT | 0 | 0 | 0 | 0 | 18.6983 | 6.5 | 8.3125 | 1 | 1 | 1 | 16.1983 | 21.1983 | 6.1 | 6.9 | 6.65 | 9.975 | 3.325 | 13.3 | 2 | 7 | 4 | 0 | 0 | 0 | 1
82 | 83 | 5NP:WC | 0 | 0 | 0 | 0 | 18.6983 | 4.2 | 8.3125 | 1 | 1 | 1 | 16.1983 | 21.1983 | 2.3 | 6.1 | 6.65 | 9.975 | 3.325 | 63.175 | 2 | 7 | 19 | 0 | 0 | 0 | 1
83 | 84 | 5NP:CORR | 0 | 0 | 0 | 0 | 13.3845 | 13.2397 | 8.3125 | 1 | 1 | 1 | 8.6913 | 16.1983 | 7.9 | 16.7 | 6.65 | 9.975 | 3.325 | 125.7502 | 2 | 7 | 37.8196 | 9.31 | 3.6175 | 2.5627 | 1
84 | 85 | 5NP:OFFICETYPE2 | 0 | 0 | 0 | 0 | 9.8448 | 5.9 | 8.3125 | 1 | 1 | 1 | 8.6913 | 10.9983 | 3.9 | 7.9 | 6.65 | 9.975 | 3.325 | 30.6831 | 2 | 7 | 9.228 | 13.3 | 4.7613 | 2.5627 | 1
85 | 86 | 5NP:OFF7 | 0 | 0 | 0 | 0 | 11.0448 | 10.9 | 8.3125 | 1 | 1 | 1 | 8.6913 | 13.3983 | 7.9 | 13.9 | 6.65 | 9.975 | 3.325 | 93.9046 | 2 | 7 | 28.242 | 19.95 | 8.565 | 2.5627 | 1
86 | 87 | 5NP:OFF5 | 0 | 0 | 0 | 0 | 12.6448 | -18.7535 | 8.3125 | 1 | 1 | 1 | 8.6913 | 16.5983 | -21.407 | -16.1 | 6.65 | 9.975 | 3.325 | 139.5251 | 2 | 7 | 41.9624 | 43.9365 | 15.4741 | 5.1253 | 1
87 | 88 | 5NP:OFF9 | 0 | 0 | 0 | 0 | 22.6518 | -18.9535 | 8.3125 | 1 | 1 | 1 | 16.5983 | 28.7053 | -21.407 | -16.5 | 6.65 | 9.975 | 3.325 | 197.5351 | 2 | 7 | 59.409 | 56.5716 | 16.724 | 5.1253 | 1
88 | 89 | 5NP:LOBBY | 0 | 0 | 0 | 0 | 22.6518 | -14.4 | 8.3125 | 1 | 1 | 1 | 16.5983 | 28.7053 | -16.5 | -12.3 | 6.65 | 9.975 | 3.325 | 169.0743 | 2 | 7 | 50.8494 | 13.965 | 5.4262 | 2.5627 | 1
89 | 90 | 5NP:OFF | 0 | 0 | 0 | 0 | 18.6983 | 19.0535 | 8.3125 | 1 | 1 | 1 | 8.6913 | 28.7053 | 16.7 | 21.407 | 6.65 | 9.975 | 3.325 | 313.2346 | 2 | 7 | 94.2059 | 97.8481 | 35.2306 | 7.6879 | 1
90 | 91 | 6NP:OFF1 | 0 | 0 | 0 | 0 | 18.6983 | 19.0535 | 11.725 | 1 | 1 | 1 | 8.6913 | 28.7053 | 16.7 | 21.407 | 9.975 | 13.475 | 3.5 | 329.7206 | 2 | 7 | 94.2059 | 102.998 | 35.953 | 8.2497 | 1
91 | 92 | 6NP:CORR1 | 0 | 0 | 0 | 0 | 22.8683 | 13.4532 | 11.725 | 1 | 1 | 1 | 16.1983 | 28.7053 | 6.9 | 16.7 | 9.975 | 13.475 | 3.5 | 195.6878 | 2 | 7 | 55.9108 | 15.4 | 6.2575 | 2.7499 | 1
92 | 93 | 6NP:OFF2 | 0 | 0 | 0 | 0 | 26.0518 | 10.3 | 11.725 | 1 | 1 | 1 | 23.3983 | 28.7053 | 8.3 | 12.3 | 9.975 | 13.475 | 3.5 | 74.298 | 2 | 7 | 21.228 | 14 | 4.8575 | 2.7499 | 1
93 | 94 | 6NP:OFF3 | 0 | 0 | 0 | 0 | 26.0518 | 0.1 | 11.725 | 1 | 1 | 1 | 23.3983 | 28.7053 | -8.1 | 8.3 | 9.975 | 13.475 | 3.5 | 304.6218 | 2 | 7 | 87.0348 | 57.4 | 17.7825 | 2.7499 | 1
94 | 95 | 6NP:OFF4 | 0 | 0 | 0 | 0 | 26.0518 | -10.2 | 11.725 | 1 | 1 | 1 | 23.3983 | 28.7053 | -12.3 | -8.1 | 9.975 | 13.475 | 3.5 | 78.0129 | 2 | 7 | 22.2894 | 14.7 | 5.5575 | 2.7499 | 1
95 | 96 | 6NP:LOBBY | 0 | 0 | 0 | 0 | 22.6518 | -14.4 | 11.725 | 1 | 1 | 1 | 16.5983 | 28.7053 | -16.5 | -12.3 | 9.975 | 13.475 | 3.5 | 177.9729 | 2 | 7 | 50.8494 | 14.7 | 5.5575 | 2.7499 | 1
96 | 97 | 6NP:OFF5 | 0 | 0 | 0 | 0 | 22.6518 | -18.9535 | 11.725 | 1 | 1 | 1 | 16.5983 | 28.7053 | -21.407 | -16.5 | 9.975 | 13.475 | 3.5 | 207.9317 | 2 | 7 | 59.409 | 59.549 | 16.884 | 5.4998 | 1
97 | 98 | 6NP:CORR2 | 0 | 0 | 0 | 0 | 1.8448 | 0.2535 | 11.725 | 1 | 1 | 1 | 0.29125 | 3.3983 | -3.3 | 3.807 | 9.975 | 13.475 | 3.5 | 77.2851 | 2 | 7 | 22.0814 | 35.749 | 14.4165 | 5.4998 | 1
98 | 99 | 6NP:SHAFT1 | 0 | 0 | 0 | 0 | 4.5983 | 0.7535 | 11.725 | 1 | 1 | 1 | 3.3983 | 5.7983 | -2.3 | 3.807 | 9.975 | 13.475 | 3.5 | 51.2988 | 2 | 7 | 14.6568 | 8.4 | 5.3525 | 2.7499 | 1
99 | 100 | 6NP:CORR3 | 0 | 0 | 0 | 0 | 6.605 | -0.26787 | 11.725 | 1 | 1 | 1 | 3.3983 | 8.3983 | -3.3 | 3.807 | 9.975 | 13.475 | 3.5 | 73.0737 | 2 | 7 | 20.8782 | 9.1 | 3.005 | 2.7499 | 1
100 | 101 | 6NP:CORR4 | 0 | 0 | 0 | 0 | 14.226 | 1.6171 | 11.725 | 1 | 1 | 1 | 8.3983 | 21.1983 | -5.9 | 7.9 | 9.975 | 13.475 | 3.5 | 273.7446 | 2 | 7 | 78.2128 | 1.351 | 1.351 | 0 | 1
101 | 102 | 6NP:CORR5 | 0 | 0 | 0 | 0 | 22.2983 | -2.7 | 11.725 | 1 | 1 | 1 | 21.1983 | 23.3983 | -12.3 | 6.9 | 9.975 | 13.475 | 3.5 | 147.84 | 2 | 7 | 42.24 | 0 | 0 | 0 | 1
102 | 103 | 6NP:MECH1 | 0 | 0 | 0 | 0 | 9.3983 | -3 | 11.725 | 1 | 1 | 1 | 8.3983 | 10.3983 | -5.9 | -0.1 | 9.975 | 13.475 | 3.5 | 40.6 | 2 | 7 | 11.6 | 0 | 0 | 0 | 1
103 | 104 | 6NP:WC1 | 0 | 0 | 0 | 0 | 11.8983 | -3 | 11.725 | 1 | 1 | 1 | 10.3983 | 13.3983 | -5.9 | -0.1 | 9.975 | 13.475 | 3.5 | 60.9 | 2 | 7 | 17.4 | 0 | 0 | 0 | 1
104 | 105 | 6NP:SHAFT2 | 0 | 0 | 0 | 0 | 18.6983 | -3 | 11.725 | 1 | 1 | 1 | 16.1983 | 21.1983 | -3.5 | -2.5 | 9.975 | 13.475 | 3.5 | 17.5 | 2 | 7 | 5 | 0 | 0 | 0 | 1
105 | 106 | 6NP:SHAFT3 | 0 | 0 | 0 | 0 | 4.3448 | -4.7535 | 11.725 | 1 | 1 | 1 | 0.29125 | 8.3983 | -6.207 | -3.3 | 9.975 | 13.475 | 3.5 | 82.4847 | 2 | 7 | 23.567 | 38.549 | 14.169 | 5.4998 | 1
106 | 107 | 6NP:CORR6 | 0 | 0 | 0 | 0 | 12.8238 | -11.0113 | 11.725 | 1 | 1 | 1 | 8.3983 | 16.5983 | -16.1 | -5.9 | 9.975 | 13.475 | 3.5 | 208.1823 | 2 | 7 | 59.4807 | 22.4907 | 10.3007 | 5.4998 | 1
107 | 108 | 6NP:STORE | 0 | 0 | 0 | 0 | 17.5983 | -7.4 | 11.725 | 1 | 1 | 1 | 16.1983 | 18.9983 | -8.9 | -5.9 | 9.975 | 13.475 | 3.5 | 29.4 | 2 | 7 | 8.4 | 0 | 0 | 0 | 1
108 | 109 | 6NP:SHAFT4 | 0 | 0 | 0 | 0 | 20.0983 | -6.3 | 11.725 | 1 | 1 | 1 | 18.9983 | 21.1983 | -6.7 | -5.9 | 9.975 | 13.475 | 3.5 | 6.16 | 2 | 7 | 1.76 | 0 | 0 | 0 | 1
109 | 110 | 6NP:KITCH | 0 | 0 | 0 | 0 | 18.6983 | -4.7 | 11.725 | 1 | 1 | 1 | 16.1983 | 21.1983 | -5.9 | -3.5 | 9.975 | 13.475 | 3.5 | 42 | 2 | 7 | 12 | 0 | 0 | 0 | 1
110 | 111 | 6NP:WC2 | 0 | 0 | 0 | 0 | 18.6983 | -1.1 | 11.725 | 1 | 1 | 1 | 16.1983 | 21.1983 | -2.5 | 0.3 | 9.975 | 13.475 | 3.5 | 49 | 2 | 7 | 14 | 0 | 0 | 0 | 1
111 | 112 | 6NP:OFFICETYPE3CT | 0 | 0 | 0 | 0 | 11.3501 | -10.4099 | 11.725 | 1 | 1 | 1 | 8.6913 | 13.9983 | -12.3 | -8.5 | 9.975 | 13.475 | 3.5 | 70.2125 | 2 | 7 | 20.0607 | 13.1603 | 4.0178 | 2.7499 | 1
112 | 113 | 6NP:WC3 | 0 | 0 | 0 | 0 | 20.0983 | -7.8 | 11.725 | 1 | 1 | 1 | 18.9983 | 21.1983 | -8.9 | -6.7 | 9.975 | 13.475 | 3.5 | 16.94 | 2 | 7 | 4.84 | 0 | 0 | 0 | 1
113 | 114 | 6NP:OFF7 | 0 | 0 | 0 | 0 | 18.8983 | -10.6 | 11.725 | 1 | 1 | 1 | 16.5983 | 21.1983 | -12.3 | -8.9 | 9.975 | 13.475 | 3.5 | 54.74 | 2 | 7 | 15.64 | 0 | 0 | 0 | 1
114 | 115 | 6NP:MECH | 0 | 0 | 0 | 0 | 18.6983 | 13.2 | 11.725 | 1 | 1 | 1 | 16.1983 | 21.1983 | 11.9 | 14.5 | 9.975 | 13.475 | 3.5 | 45.5 | 2 | 7 | 13 | 0 | 0 | 0 | 1
115 | 116 | 6NP:OFFICE | 0 | 0 | 0 | 0 | 18.6983 | 9.4 | 11.725 | 1 | 1 | 1 | 16.1983 | 21.1983 | 6.9 | 11.9 | 9.975 | 13.475 | 3.5 | 87.5 | 2 | 7 | 25 | 0 | 0 | 0 | 1
116 | 117 | 6NP:SHAFT | 0 | 0 | 0 | 0 | 18.6983 | 6.5 | 11.725 | 1 | 1 | 1 | 16.1983 | 21.1983 | 6.1 | 6.9 | 9.975 | 13.475 | 3.5 | 14 | 2 | 7 | 4 | 0 | 0 | 0 | 1
117 | 118 | 6NP:WC | 0 | 0 | 0 | 0 | 18.6983 | 4.2 | 11.725 | 1 | 1 | 1 | 16.1983 | 21.1983 | 2.3 | 6.1 | 9.975 | 13.475 | 3.5 | 66.5 | 2 | 7 | 19 | 0 | 0 | 0 | 1
118 | 119 | 6NP:CORR | 0 | 0 | 0 | 0 | 13.3822 | 13.2375 | 11.725 | 1 | 1 | 1 | 8.6913 | 16.1983 | 7.9 | 16.7 | 9.975 | 13.475 | 3.5 | 132.3686 | 2 | 7 | 37.8196 | 9.8 | 3.705 | 2.7499 | 1
119 | 120 | 6NP:OFF8 | 0 | 0 | 0 | 0 | 9.8448 | 5.9 | 11.725 | 1 | 1 | 1 | 8.6913 | 10.9983 | 3.9 | 7.9 | 9.975 | 13.475 | 3.5 | 32.298 | 2 | 7 | 9.228 | 14 | 4.8575 | 2.7499 | 1
120 | 121 | 6NP:OFF9 | 0 | 0 | 0 | 0 | 11.0448 | 10.9 | 11.725 | 1 | 1 | 1 | 8.6913 | 13.3983 | 7.9 | 13.9 | 9.975 | 13.475 | 3.5 | 98.847 | 2 | 7 | 28.242 | 21 | 8.81 | 2.7499 | 1
121 | 122 | 6NP:OFFICETYPE3CT/1 | 0 | 0 | 0 | 0 | 12.6448 | -18.7535 | 11.725 | 1 | 1 | 1 | 8.6913 | 16.5983 | -21.407 | -16.1 | 9.975 | 13.475 | 3.5 | 146.8686 | 2 | 7 | 41.9624 | 46.249 | 15.774 | 5.4998 | 1
122 | 123 | 7NP:MECH | 0 | 0 | 0 | 0 | 18.834 | 1.3619 | 15.225 | 1 | 1 | 1 | 14.627 | 23.041 | -10.8451 | 13.5689 | 13.475 | 16.975 | 3.5 | 718.9679 | 2 | 7 | 205.4194 | 229.796 | 65.231 | 10.9996 | 1

## Simulations
| SimulationIndex | EnergyPlusVersion | TimeStamp | NumTimestepsPerHour | Completed | CompletedSuccessfully
0 | 1 | EnergyPlus-Windows-64 8.1.0.008, YMD=2013.11.21 15:47 | YMD=2013.11.21 15:47 | 2 | True | True